## Changelog (hidden)
Change Log |  |  |  |  | Versioning Guidelines (using the highest hierarchy in a group of changes)
[5 empty] | X.0.0 | Program Cycle
[5 empty] | 0.X.0 | Program Year
Date Applied | Changed By: | Version: | App: | Action Taken | 0.0.X | Revision # within Program Year
4544000% | Taylor Cheek | v1.1.0 | Main, NC, RCx | •Initial Evergy KS EE Application.
4544800% | Taylor Cheek | v1.1.1 | Main | •Updated Incentives and Measure Numbers. •Fixed Cstm Ltg End Use Factor formula spelling.
•Changed CL HVAC to calculate BC for individual measures. •Fixed CL HVAC Status to include BC and PB alerts.
•Removed pre-approval for CL Ltg < $15,000. •Clarified incremental cost for CL and Cstm measures. •Corrected End Uses in Std measures to valid Custom end uses.
4545700% | Taylor Cheek | v1.1.2 | Main | •Fixed EXPORT fields {Program, Sub-Program, Cost Basis, Spillover fields, Spillover Reason}.
•Updated CL HVAC Status to clarify missing Utility Rate or Space Conditioning Type.
•Corrected PC Summary Project Description totals.
4547100% | Taylor Cheek | v1.1.3 | Main | •Updated Welcome sheet.
•Cstm WHFS details: Copied corrected formulas from row 1. •Corrected Measure Code formulas in EXPORT.
•Updated Measure Code formulas in Std, CL to have spillover # if Status<>"". •Corrected CLHVAC_Ref table. •Corrected Custom Base/Eff Units errors in EXPORT. •Corrected formulas for Incentive Total in EXPORT.
•Std CAP - Added missing Reporting Methodology. •Corrected table reference in NCHVACCODE…[Efficiency Type].
4557400% | Taylor Cheek | v1.1.4 | Main | •Updated Details arrangement in all sheets and add missing fields.
•Populated new Details fields (Primary Key, Calculated kWh, Reporting Methodology).
•Updated question M02S05F05. •Populated new or updated several measure details fields.
•Fixed Incentive Per Unit, $/kWh. Bad reference - not updating with ACTIVEINC. •Fixed Strip Curtains measures.
•Moved Non-Profit eligibility questions to Customer Information. •Added eligibility info to Project Notifications.
|  |  | Main, NC, RCx | •Allowed and displayed decimals for lighting wattage. •Limited Project Name/ID to 100 characters.•Added SW, BC, CT to contact lists.

## MASTER (hidden)
Version | v1.1.4
Program | Evergy KS
Application Type | General App
Transfer ID | Evergy
Expiration Date | 4565700%
Expiration Status

## DATA TABLES (hidden)
| FOOT1 | Evergy Business Energy Savings Program
| FOOT2 | (844)687-0229
| FOOT3 | evergy.energyefficiency@trccompanies.com
FOOT4
FOOT5
| FOOT6 | This is a TRC tool
FOOTDISCLAIM
| FOOTDISCLAIM_N | #REF!
| FOOTDISCLAIM_X | #REF!
[6 empty] | Start | [8 empty] | (https://www.unitedstateszipcodes.org/ks 5/22/2024) Codes by City/County *Sort by City | [5 empty] | Cities Dropdown
Options | Tax Entity | System Text | Business Development Lead | Phone | Email | Acknowledge | Main | NC | RCx | Building Type | Waste Heat Factor (e) | Lighting Coincidence Factor | WHFd | Transformer LF | ZIP Code | City | NC City Code | County | NC County Code | No Code | City | End Use to Coincident Peak Demand Factors | Source | Factor | BESP Rate ($/kWh) | SBNP Rate ($/kWh) | Bonus Rate ($/kWh) | Measure Number Indicator | Primary Key | Medium-Voltage Dry-Type Distribution Transformers | [8 empty] | PLC | Measure Name | Efficiency Type | IECC 2009 | IECC 2012 | IECC 2015 | IECC 2018 | IECC 2021 | DOE | Payment to | Company | Address | City | State | Zip | First | Last | Phone | Email | Terms | Payment Preference
Yes | C Corporation | C Corporation | Brett Sharp | 816-382-8747 | MBSharp@trccompanies.com | FALSE | 'M01-S02'!A1 | 'N01-S02'!A1 | 'X01-S02'!A1 | Assisted Living | 1.14 | 0.66 | 1.3 | 0.22 | 67510 | Abbyville |  | Reno County |  |  | Abbyville | Building Shell | Guidehouse Analysis '2023 Updated kW Factors DRAFT_01.29.2024.xlsx' | 0.00038234 | 0.2 | 0.3 |  | 02 | 15 |  | One-Phase |  |  |  | Three-Phase |  |  |  |  | DX Unit <65 kbtu (<5.42 tons) | SEER/SEER2 | 13 | 13 | 13 | 14 | 13.4 | 13.4 | Trade Ally (Check) | 0 | 0 | 0 | 0 | 0 | 0 | 0 | 0 | 0 | I am authorizing this payment of my incentive to the third party (“Payee”) named above and I understand that I will not be receiving the incentive check from Evergy. I also understand that my release of the payment to the third party does not exempt me from the incentive requirements outlined in this application. Tax Liability: Evergy is not responsible for any taxes that may be imposed on you as a result of your receipt of this incentive. Incentive Amounts could be taxable to you if greater than $600. You should consult your tax advisor for any questions concerning the taxability of incentives. | MP
No | Corporation | Corp | Dana Gordon | 816-266-0742 | Dgordon@trccompanies.com |  |  |  |  | Automotive Services | 1.16 | 0.97 | 1.24 | 0.22 | 67410 | Abilene |  | Dickinson County |  |  | Abilene | Compressed Air | Guidehouse Analysis '2023 Updated kW Factors DRAFT_01.29.2024.xlsx' | 0.00011674 | 0.12 | 0.18 |  | 01 | 17 | kVA | 1PH_Eff | 20-45 kV | 46-95 kV | ≥96 kV | 3PH_Eff | 20-45 kV2 | 46-95 kV3 | ≥96 kV4 |  | DX Unit ≥65 kbtu & <135 kbtu (≥5.42 tons & <11.25 tons) | IEER | 11.2 | 11.2 | 12.6 | 12.6 | 14.6 | 14.6 | Company (Check) | 0 | 0 | 0 | 0 | 0 | 0 | 0 | 0 | 0 | Tax Liability: Evergy is not responsible for any taxes that may be imposed on you as a result of your receipt of this incentive. Incentive Amounts could be taxable to you if greater than $600. You should consult your tax advisor for any questions concerning the taxability of incentives. | Site
| Exempt | Exempt | Logan Markham | 816-206-7070 | LMarkham@trccompanies.com | Contact |  |  |  | Convenience Store | 1.09 | 0.76 | 1.26 | 0.22 | 67467 | Ada |  | Ottawa County |  |  | Ada | Cooling | Guidehouse Analysis '2023 Updated kW Factors DRAFT_01.29.2024.xlsx' | 0.00066624 | 0.35 | 0.55 |  | 18 | 15 | 0 | 97.98% |  |  |  | 97.34% |  |  |  |  | DX Unit ≥135 kbtu & <240 kbtu (≥11.25 tons & <20 tons) | IEER | 11 | 11 | 12.2 | 12.2 | 14 | 14 | Site (Check) | 0 | 0 | 0 | KS | 0 |  |  |  |  | Tax Liability: Evergy is not responsible for any taxes that may be imposed on you as a result of your receipt of this incentive. Incentive Amounts could be taxable to you if greater than $600. You should consult your tax advisor for any questions concerning the taxability of incentives. | Site
Installer | LLC | LLC | Chuck Reno | 816-715-0163 | creno@trccompanies.com | Acknowledge | Main | NC | RCx | Entertainment/Recreation | 1.08 | 0.67 | 1.3 | 0.22 | 66830 | Admire |  | Lyon County |  |  | Admire | Electric Heating | Guidehouse Analysis '2023 Updated kW Factors DRAFT_01.29.2024.xlsx' | 0 | 0.05 | 0.08 |  | 21 | 15 | 15 | 97.98% | 98.1% | 97.86% |  | 97.34% | 97.5% | 97.18% |  |  | DX Unit ≥240 kbtu & <760 kbtu (≥20 tons & <63.3 tons) | IEER | 9.7 | 9.9 | 11.4 | 11.4 | 13 | 13 | Site (Bill Credit) | 0 | 0 | 0 | KS | 0 |  |  |  |  | As a participant in Evergy's Business Energy Savings Program, you have the option to have your incentive for energy efficiency upgrades credited to your electric utility bill instead of receiving a check from Evergy. A line item that reads "credit" will appear on your next electric bill. Please check the box below and enter the Evergy account you would like to receive a bill credit. Tax Liability: Incentives are taxable if greater than $600 for business customers, and will be reported to the IRS unless you are exempt. Evergy will report your incentives as income to you on the IRS Form 1099 unless you have checked “Corporation" or “Exempt” tax status above. You are urged to consult your tax advisor concerning the taxability of incentives. Evergy is not responsible for any taxes that may be imposed on your business as a result of receipt of this incentive. | Other
TA/Contractor | Other | Other | Angela Blaize | 816-216-2786 | ablaize@trccompanies.com | FALSE | 'M01-S03'!A1 | 'N01-S03'!A1 | 'X01-S03'!A1 | Exterior | 1 | 0 | 1 | 0.22 | 66833 | Allen |  | Lyon County |  |  | Allen | Ext Lighting w/ Peak | Guidehouse Analysis '2023 Updated kW Factors DRAFT_01.29.2024.xlsx' | 0.00013871 | 0.08 | 0.12 |  | 08 | 16 | 25 | 98.23% | 98.33% | 98.12% |  | 97.34% |  |  |  |  | DX Unit ≥760 kbtu (>63.3 tons) | IEER | 9.4 | 9.6 | 11 | 11 | 12.3 |  | Other (Check) | [9 empty] | Tax Liability: Evergy is not responsible for any taxes that may be imposed on you as a result of your receipt of this incentive. Incentive Amounts could be taxable to you if greater than $600. You should consult your tax advisor for any questions concerning the taxability of incentives. | Other
Customer/Self-Installed | Partnership, LLP | Partner | Brett Bauma | 316-789-4109 | bbauma@trccompanies.com |  |  |  |  | Garage | 1 | 0.92 | 1 | 0.22 | 66401 | Alma |  | Wabaunsee County |  |  | Alma | Ext Lighting w/o Peak | Guidehouse Analysis '2023 Updated kW Factors DRAFT_01.29.2024.xlsx' | 0 | 0.05 | 0.08 |  | 07 | 16 | 30 | 98.23% |  |  |  | 97.77% | 97.9% | 97.63% |  |  | ASHP <65kbtu (<5.42 tons) - Split System | SEER/SEER2 | 13 | 13 | 14 | 14 | 14.3 | 14.3
| S Corporation | S Corporation | Christopher Thompson | 816-654-4586 | christopher.thompson@trccompanies.com | Offer |  |  |  | Garage (24/7 lighting) | 1 | 1 | 1 | 0.22 | 66501 | Alma |  | Wabaunsee County |  |  | Alta Vista | Food Services | Guidehouse Analysis '2023 Updated kW Factors DRAFT_01.29.2024.xlsx' | 0.00019989 | 0.09 | 0.14 |  | 03 | 14 | 37.5 | 98.4% | 98.49% | 98.3% |  | 97.77% |  |  |  |  | ASHP <65kbtu (<5.42 tons) - Single Package System | SEER/SEER2 | 13 | 13 | 14 | 14 | 13.4 | 13.4 | Payment to | Company | Address | City | State | Zip | First | Last | Phone | Email | Terms | Payment Preference
Project Type | Sole/Individual Proprietor | Sole/Ind | None |  |  | Acknowledge | Main | NC | RCx | Gas Station | 1.09 | 0.76 | 1.26 | 0.22 | 66834 | Alta Vista |  | Wabaunsee County |  |  | Altamont | HVAC | Guidehouse Analysis '2023 Updated kW Factors DRAFT_01.29.2024.xlsx' | 0.00034198 | 0.18 | 0.27 |  | 04 | 15 | 45 | 98.4% |  |  |  | 97.98% | 98.1% | 97.86% |  |  | ASHP ≥65 kbtu & <135 kbtu (≥5.42 tons & <11.25 tons) | IEER | 11 | 11 | 11.8 | 11.8 | 13.9 | 13.9 | Service Provider / Contractor (Check) | #REF! | #REF! | #REF! | #REF! | #REF! | #REF! | #REF! | #REF! | #REF! | I am authorizing this payment of my incentive to the third party (“Payee”) named above and I understand that I will not be receiving the incentive check from Evergy. I also understand that my release of the payment to the third party does not exempt me from the incentive requirements outlined in this application. Tax Liability: Evergy is not responsible for any taxes that may be imposed on you as a result of your receipt of this incentive. Incentive Amounts could be taxable to you if greater than $600. You should consult your tax advisor for any questions concerning the taxability of incentives. | MP
Standard | Trust Estate | Trust Estate | Other |  |  | FALSE | 'M01-S02'!A1 | 'N01-S02'!A1 | 'X01-S02'!A1 | Grocery | 1.05 | 0.82 | 1.22 | 0.22 | 67330 | Altamont |  | Labette County |  |  | Altoona | HVAC Controls Op w/ Peak | Guidehouse Analysis '2023 Updated kW Factors DRAFT_01.29.2024.xlsx' | 0.00013871 | 0.14 | 0.21 |  | 05 | 15 | 50 | 98.51% | 98.6% | 98.42% |  | 97.98% |  |  |  |  | ASHP ≥135 kbtu & <240 kbtu (≥11.25 tons & <20 tons) | IEER | 10.5 | 10.5 | 11.4 | 11.4 | 13.3 | 13.3 | Company (Check) | #REF! | #REF! | #REF! | #REF! | #REF! | #REF! | #REF! | #REF! | #REF! | Tax Liability: Evergy is not responsible for any taxes that may be imposed on you as a result of your receipt of this incentive. Incentive Amounts could be taxable to you if greater than $600. You should consult your tax advisor for any questions concerning the taxability of incentives. | Site
Custom | [9 empty] | Hospital | 1.13 | 0.56 | 1.35 | 0.22 | 66710 | Altoona |  | Wilson County |  |  | Americus | HVAC Controls Op w/o Peak | Guidehouse Analysis '2023 Updated kW Factors DRAFT_01.29.2024.xlsx' | 0 | 0.07 | 0.11 |  | 06 | 15 | 75 | 98.61% | 98.73% | 98.57% | 98.53% | 98.23% | 98.33% | 98.13% |  |  | ASHP ≥240kbtu (≥20 tons) | IEER | 9.4 | 9.4 | 9.4 | 9.4 | 12.3 | 12.3 | Site (Check) | #REF! | #REF! | #REF! | #REF! | #REF! | #REF! | #REF! | #REF! | #REF! | Tax Liability: Evergy is not responsible for any taxes that may be imposed on you as a result of your receipt of this incentive. Incentive Amounts could be taxable to you if greater than $600. You should consult your tax advisor for any questions concerning the taxability of incentives. | Site
Standard and Custom | States | Abbrev | Rate Schedules | Rate | Territory | Completion |  |  |  | Healthcare Clinic | 1.14 | 0.67 | 1.04 | 0.22 | 66835 | Americus |  | Lyon County |  |  | Andale | Interior Lighting | Guidehouse Analysis '2023 Updated kW Factors DRAFT_01.29.2024.xlsx' | 0.00016973 | 0.08 | 0.12 |  | 11 | 16 | 100 | 98.71% | 98.82% | 98.67% | 98.63% | 98.23% |  |  |  |  | PTAC | EER | 9.944 | 10.2 | 10.4 | 10.4 | 10.4 | 10.4 | Site (Bill Credit) | #REF! | #REF! | #REF! | #REF! | #REF! | #REF! | #REF! | #REF! | #REF! | As a participant in Evergy's Business Energy Savings Program, you have the option to have your incentive for energy efficiency upgrades credited to your electric utility bill instead of receiving a check from Evergy. A line item that reads "credit" will appear on your next electric bill. Please check the box below and enter the Evergy account you would like to receive a bill credit. Tax Liability: Incentives are taxable if greater than $600 for business customers, and will be reported to the IRS unless you are exempt. Evergy will report your incentives as income to you on the IRS Form 1099 unless you have checked “Corporation" or “Exempt” tax status above. You are urged to consult your tax advisor concerning the taxability of incentives. Evergy is not responsible for any taxes that may be imposed on your business as a result of receipt of this incentive. | Other
New Construction | Alaska | AK | ---Evergy Kansas Metro--- | Select Rate Code |  | Acknowledge | Main | NC | RCx | Hotel/Motel | 1.13 | 0.655 | 1.24 | 0.22 | 67001 | Andale |  | Sedgwick County |  |  | Andover | Interior Lighting Control | Guidehouse Analysis '2023 Updated kW Factors DRAFT_01.29.2024.xlsx' | 0.00045176 | 0.07 | 0.11 |  | 12 | 16 | 112.5 | 98.71% |  |  |  | 98.44% | 98.52% | 98.36% |  |  | PTHP | EER | 9.744 | 10.4 | 10.4 | 10.4 | 10.4 | 10.4 | Other (Check) | [9 empty] | Tax Liability: Evergy is not responsible for any taxes that may be imposed on you as a result of your receipt of this incentive. Incentive Amounts could be taxable to you if greater than $600. You should consult your tax advisor for any questions concerning the taxability of incentives. | Other
RCx | Alabama | AL | Small General Service (2SGSE) | 0.13675 | EKM | FALSE | 'M01-S02'!A1 | 'N01-S02'!A1 | 'X01-S02'!A1 | IT/Data Center | 1.08 | 0.67 | 1.3 | 0.45 | 67002 | Andover | IECC 2012 | Butler County |  |  | Antelope | Miscellaneous | Guidehouse Analysis '2023 Updated kW Factors DRAFT_01.29.2024.xlsx' | 0.00013794 | 0.08 | 0.12 |  | 19 | 17 | 150 | 98.71% |  |  |  | 98.58% | 98.65% | 98.51% |  |  | Air-Cooled Chiller with Condenser < 150 tons | EER | 12.5 | 12.5 | 13.7 | 13.7 | 13.7
RCx and Custom | Arkansas | AR | Medium General Service (2MGSE) | 0.08551 | EKM |  |  |  |  | Manufacturing Facility | 1.02 | 0.64 | 1.04 | 0.45 | 66858 | Antelope |  | Marion County |  |  | Arcadia | Motors and Drives | Guidehouse Analysis '2023 Updated kW Factors DRAFT_01.29.2024.xlsx' | 0.00016544 | 0.12 | 0.18 |  | 13 | 17 | 167 | 98.86% | 98.96% | 98.83% | 98.8% | 98.58% |  |  |  |  | Air-Cooled Chiller with Condenser ≥ 150 tons | EER | 12.75 | 12.75 | 14 | 14 | 14 |  | Payment to | Company | Address | City | State | Zip | First | Last | Phone | Email | Terms | Payment Preference
Block Bidding | Arizona | AZ | Large General Service (2LGSE) | 0.06409 | EKM |  |  |  |  | Movie Theater | 1.11 | 0.53 | 1.38 | 0.22 | 66711 | Arcadia |  | Crawford County |  |  | Arkansas City | Process | Guidehouse Analysis '2023 Updated kW Factors DRAFT_01.29.2024.xlsx' | 0.00020772 | 0.16 | 0.24 |  | 15 | 17 | 225 | 98.86% |  |  |  | 98.69% | 98.82% | 98.69% | 98.57% |  | Water-Cooled Positive Displ. Chiller < 75 tons | IPLV | 0.63 | 0.63 | 0.6 | 0.6 | 0.6 |  | Trade Ally or Contractor (Check) | #REF! | #REF! | #REF! | #REF! | #REF! | #REF! | #REF! | #REF! | #REF! | I am authorizing this payment of my incentive to the third party (“Payee”) named above and I understand that I will not be receiving the incentive check from Evergy. I also understand that my release of the payment to the third party does not exempt me from the incentive requirements outlined in this application. Tax Liability: Evergy is not responsible for any taxes that may be imposed on you as a result of your receipt of this incentive. Incentive Amounts could be taxable to you if greater than $600. You should consult your tax advisor for any questions concerning the taxability of incentives. | MP
| California | CA | Large Power Service (2LPSE) | 0.06409 | EKM |  |  |  |  | Multi-Family | 1.155 | 0.76 | 1.2 | 0.22 | 66741 | Arcadia |  | Bourbon County |  |  | Arlington | Refrigeration | Guidehouse Analysis '2023 Updated kW Factors DRAFT_01.29.2024.xlsx' | 8.0642e-05 | 0.08 | 0.12 |  | 17 | 19 | 250 | 98.98% | 99.07% | 98.95% | 98.91% | 98.69% |  |  |  |  | Water-Cooled Positive Displ. Chiller 75 ≤ tons < 150 | IPLV | 0.615 | 0.615 | 0.56 | 0.56 | 0.56 |  | Company (Check) | #REF! | #REF! | #REF! | #REF! | #REF! | #REF! | #REF! | #REF! | #REF! | Tax Liability: Evergy is not responsible for any taxes that may be imposed on you as a result of your receipt of this incentive. Incentive Amounts could be taxable to you if greater than $600. You should consult your tax advisor for any questions concerning the taxability of incentives. | Site
Codes | Canada | CAN | ---Evergy Kansas Central--- | Select Rate Code | [5 empty] | Municipal Building | 1.06 | 0.65 | 1.09 | 0.22 | 67005 | Arkansas City |  | Cowley County |  |  | Arma | Water Heating | Guidehouse Analysis '2023 Updated kW Factors DRAFT_01.29.2024.xlsx' | 0.00018115 | 0.09 | 0.14 |  | 20 | 17 | 300 | 98.98% |  |  |  | 98.81% | 98.93% | 98.81% | 98.69% |  | Water-Cooled Positive Displ. Chiller 150 ≤ tons < 300 | IPLV | 0.58 | 0.58 | 0.54 | 0.54 | 0.54 |  | Site (Check) | #REF! | #REF! | #REF! | #REF! | #REF! | #REF! | #REF! | #REF! | #REF! | Tax Liability: Evergy is not responsible for any taxes that may be imposed on you as a result of your receipt of this incentive. Incentive Amounts could be taxable to you if greater than $600. You should consult your tax advisor for any questions concerning the taxability of incentives. | Site
IECC 2009 | Colorado | CO | Small General Service (WCSGS) | 0.07283 | EKC |  |  |  |  | Office - High Rise | 1.06 | 0.6 | 1.65 | 0.22 | 67514 | Arlington |  | Reno County |  |  | Assaria | [8 empty] | 333 | 99.05% | 99.14% | 99.03% | 98.99% | 98.81% |  |  |  |  | Water-Cooled Positive Displ. Chiller 300 ≤ tons < 600 | IPLV | 0.54 | 0.54 | 0.52 | 0.52 | 0.52 |  | Site (Bill Credit) | #REF! | #REF! | #REF! | #REF! | #REF! | #REF! | #REF! | #REF! | #REF! | As a participant in Evergy's Business Energy Savings Program, you have the option to have your incentive for energy efficiency upgrades credited to your electric utility bill instead of receiving a check from Evergy. A line item that reads "credit" will appear on your next electric bill. Please check the box below and enter the Evergy account you would like to receive a bill credit. Tax Liability: Incentives are taxable if greater than $600 for business customers, and will be reported to the IRS unless you are exempt. Evergy will report your incentives as income to you on the IRS Form 1099 unless you have checked “Corporation" or “Exempt” tax status above. You are urged to consult your tax advisor concerning the taxability of incentives. Evergy is not responsible for any taxes that may be imposed on your business as a result of receipt of this incentive. | Other
IECC 2012 | Connecticut | CT | Medium General Service (WCMGS) | 0.0161 | EKC |  |  |  |  | Office - Low Rise | 1.1 | 0.52 | 1.26 | 0.22 | 66712 | Arma |  | Crawford County |  |  | Atchison | [8 empty] | 500 | 99.14% | 99.22% | 99.12% | 99.09% | 98.99% | 99.09% | 98.99% | 98.89% |  | Water-Cooled Positive Displ. Chiller ≥ 600 tons | IPLV | 0.54 | 0.54 | 0.5 | 0.5 | 0.5 |  | Other (Check) | [9 empty] | Tax Liability: Evergy is not responsible for any taxes that may be imposed on you as a result of your receipt of this incentive. Incentive Amounts could be taxable to you if greater than $600. You should consult your tax advisor for any questions concerning the taxability of incentives. | Other
IECC 2015 | District of Columbia | DC | Large General Service (WCLGS) | 0.01433 | EKC |  |  |  |  | Office - Mid Rise | 1.25 | 0.69 | 1.36 | 0.22 | 67416 | Assaria |  | Saline County |  |  | Atlanta | [8 empty] | 500 | 99.14% | 99.22% | 99.12% | 99.09% | 98.99% |  |  |  |  | Water-Cooled Centrifugal Chiller < 150 tons | IPLV | 0.596 | 0.596 | 0.55 | 0.55 | 0.55
IECC 2018 | Delaware | DE | Ind./Large Power Service (WCILP) | 0.01433 | EKC |  |  |  |  | Other | 1.09 | 0.73 | 1.36 | 0.22 | 66002 | Atchison |  | Atchison County |  |  | Augusta | [8 empty] | 667 | 99.2% | 99.27% | 99.18% | 99.15% | 98.99% |  |  |  |  | Water-Cooled Centrifugal Chiller 150 ≤ tons < 300 | IPLV | 0.596 | 0.596 | 0.55 | 0.55 | 0.55
IECC 2021 | Florida | FL | [7 empty] | Religious Building | 1.12 | 0.48 | 1.37 | 0.22 | 67008 | Atlanta |  | Cowley County |  |  | Axtell | [8 empty] | 750 | 99.2% |  |  |  | 99.12% | 99.21% | 99.12% | 99.02% |  | Water-Cooled Centrifugal Chiller 300 ≤ tons < 400 | IPLV | 0.549 | 0.549 | 0.52 | 0.52 | 0.52
| Georgia | GA | [7 empty] | Restaurant | 1.08 | 1 | 1.1 | 0.22 | 67010 | Augusta |  | Butler County |  |  | Baileyville | [8 empty] | 833 | 99.25% | 99.31% | 99.23% | 99.2% | 99.12% |  |  |  |  | Water-Cooled Centrifugal Chiller 400 ≤ tons < 600 | IPLV | 0.549 | 0.549 | 0.5 | 0.5 | 0.5
| Hawaii | HI | [7 empty] | Retail - Department Store | 1.06 | 0.94 | 1.06 | 0.22 | 66403 | Axtell |  | Marshall County |  |  | Baldwin City | [8 empty] | 1000 | 99.25% |  |  |  | 99.2% | 99.28% | 99.2% | 99.11% |  | Water-Cooled Centrifugal Chiller ≥ 600 tons | IPLV | 0.539 | 0.539 | 0.5 | 0.5 | 0.5
Customer Info | Iowa | IA | [7 empty] | Retail - Strip Mall | 1.12 | 0.74 | 1.29 | 0.22 | 66404 | Baileyville |  | Nemaha County |  |  | Barnard | [8 empty] | 1500 | 99.25% |  |  |  | 99.29% | 99.37% | 99.3% | 99.21% |  | VRF - Air Cooled < 65 kbtu (< 5.42 ton) | SEER | 13 | 13 | 13 | 13 | 13 | 13
Evergy Website | Idaho | ID | [7 empty] | School (Childcare/Pre-School) | 1.17 | 0.63 | 1.33 | 0.22 | 66006 | Baldwin City |  | Douglas County |  |  | Bartlett | [8 empty] | 2000 | 99.25% |  |  |  | 99.36% | 99.43% | 99.36% | 99.28% |  | VRF - Air Cooled 65 ≤ kBtu < 135 (5.42 ≤ tons < 11.25) | IEER | 12.9 | 12.9 | 12.9 | 14.6 | 14.6 | 14.6
Evergy/Program Representative | Illinois | IL | [7 empty] | School (College/University) | 1.02 | 0.63 | 1.54 | 0.22 | 67418 | Barnard |  | Lincoln County |  |  | Basehor | [8 empty] | 2500 | 99.25% |  |  |  | 99.4% | 99.47% | 99.41% | 99.33% |  | VRF - Air Cooled 135 ≤ kBtu < 240 (11.25 ≤ tons < 20) | IEER | 12.7 | 12.7 | 12.3 | 13.9 | 13.9 | 13.9
Contractor/Vendor | Indiana | IN | [7 empty] | School (Elementary) | 1.04 | 0.65 | 1.51 | 0.22 | 67332 | Bartlett |  | Labette County |  |  | Bavaria | [18 empty] | VRF - Air Cooled ≥ 240 kbtu (≥ 20 tons) | IEER | 12.3 | 12.3 | 11 | 12.7 | 12.7 | 12.7
Program Flyer | Kansas | KS | [7 empty] | School (Middle/High) | 1.17 | 0.63 | 1.33 | 0.22 | 66007 | Basehor |  | Leavenworth County |  |  | Beattie | [8 empty] | Liquid-Immersed Distribution Transformers |  |  |  | Low-Voltage Dry-Type Distribution Transformers | [7 empty] | No code reference, copied from 2012 | ASHRAE 90.1-2010 Table 6.8.1J | ASHRAE 90.1-2013 Table 6.8.1-10 | ASHRAE 90.1-2016 Table 6.8.1-10 | Table C403.3.2(9)
Program Email | Kentucky | KY | [7 empty] | Warehouse | 1 | 0.55 | 1.22 | 0.22 | 67401 | Bavaria |  | Saline County |  |  | Beaumont | [8 empty] | kVA | 1PH_Eff | 3PH_Eff |  | kVA | 1PH_Eff | 3PH_Eff
Program Advertisement | Louisiana | LA | [12 empty] | 66406 | Beattie |  | Marshall County |  |  | Bel Aire | [8 empty] | 0 | 98.7% | 98.65% |  | 0 | 97.7% | 97.89% |  |  | Other | Measure Name | Efficiency Type | IECC 2009 | IECC 2012 | IECC 2015 | IECC 2018 | IECC 2021 | DOE
Event | Massachusetts | MA | [12 empty] | 67012 | Beaumont |  | Butler County |  |  | Belle Plaine | [8 empty] | 10 | 98.7% | 98.65% |  | 15 | 97.7% | 97.89% |  |  |  | DX Unit <65 kbtu (<5.42 tons) | EER/EER2 | 11.18 | 11.18 | 11.18 | 11.76 | 10.96
Other | Maryland | MD | [12 empty] | 67220 | Bel Aire |  | Sedgwick County |  |  | Belmont | [8 empty] | 15 | 98.82% | 98.65% |  | 25 | 98% | 97.89% |  |  |  | DX Unit ≥65 kbtu & <135 kbtu (≥5.42 tons & <11.25 tons) | EER | 11 | 11 | 11 | 11 | 11 | 11
| Maine | ME | [12 empty] | 67226 | Bel Aire |  | Sedgwick County |  |  | Belvue | [8 empty] | 25 | 98.95% | 98.65% |  | 30 | 98% | 98.23% |  |  |  | DX Unit ≥135 kbtu & <240 kbtu (≥11.25 tons & <20 tons) | EER | 10.8 | 10.8 | 10.8 | 10.8 | 10.8 | 10.8
Project Status | Michigan | MI | [12 empty] | 67013 | Belle Plaine |  | Sumner County |  |  | Bendena | [8 empty] | 30 | 98.95% | 98.83% |  | 37.5 | 98.2% | 98.23% |  |  |  | DX Unit ≥240 kbtu & <760 kbtu (≥20 tons & <63.3 tons) | EER | 9.5 | 9.8 | 9.8 | 9.8 | 9.8 | 9.8
Enter Measures | Minnesota | MN | [12 empty] | 67068 | Belmont |  | Kingman County |  |  | Benedict | [8 empty] | 37.5 | 99.05% | 98.83% |  | 45 | 98.2% | 98.4% |  |  |  | DX Unit ≥760 kbtu (>63.3 tons) | EER | 9.2 | 9.5 | 9.5 | 9.5 | 9.5
Standard Only No Pre-approval Required | Missouri | MO | [12 empty] | 66407 | Belvue |  | Pottawatomie County |  |  | Bennington | [8 empty] | 45 | 99.05% | 98.92% |  | 50 | 98.3% | 98.4% |  |  |  | ASHP <65kbtu (<5.42 tons) - Split System | HSPF/HSPF2 | 7.7 | 7.7 | 8.2 | 8.2 | 7.5 | 7.5
Pre-approval Required | Mississippi | MS | [12 empty] | 66008 | Bendena |  | Doniphan County |  |  | Bentley | [8 empty] | 50 | 99.11% | 98.92% |  | 75 | 98.5% | 98.6% |  |  |  | ASHP <65kbtu (<5.42 tons) - Single Package System | HSPF/HSPF2 | 7.7 | 7.7 | 8 | 8 | 6.7 | 6.7
Please Review and Sign Form | Montana | MT | [12 empty] | 66714 | Benedict |  | Wilson County |  |  | Benton | [8 empty] | 75 | 99.19% | 99.03% |  | 100 | 98.6% | 98.6% |  |  |  | ASHP ≥65 kbtu & <135 kbtu (≥5.42 tons & <11.25 tons) | COP | 3.3 | 3.3 | 3.3 | 3.3 | 3.4 | 3.4
App Expired | North Carolina | NC | [12 empty] | 67422 | Bennington |  | Ottawa County |  |  | Bern | [8 empty] | 100 | 99.25% | 99.03% |  | 112.5 | 98.6% | 98.74% |  |  |  | ASHP ≥135 kbtu & <240 kbtu (≥11.25 tons & <20 tons) | COP | 3.2 | 3.2 | 3.2 | 3.2 | 3.3 | 3.3
Not Eligible | North Dakota | ND | [12 empty] | 67016 | Bentley |  | Sedgwick County |  |  | Berryton | [8 empty] | 112.5 | 99.25% | 99.11% |  | 150 | 98.6% | 98.83% |  |  |  | ASHP ≥240kbtu (≥20 tons) | COP | 3.2 | 3.2 | 3.2 | 3.2 | 3.2 | 3.2
Incentive Less Than $150 | Nebraska | NE | [12 empty] | 67017 | Benton |  | Butler County |  |  | Beverly | [8 empty] | 150 | 99.25% | 99.16% |  | 167 | 98.7% | 98.83% |  |  |  | PTAC | COP | 1 | 1 | 1 | 1 | 1 | 1
Not Eligible for BizSavers Program | New Hampshire | NH | [12 empty] | 66408 | Bern |  | Nemaha County |  |  | Blaine | [8 empty] | 167 | 99.33% | 99.16% |  | 225 | 98.7% | 98.94% |  |  |  | PTHP | COP | 2.888 | 2.888 | 2.888 | 2.888 | 3.076 | 3.076
Project Payback Too Fast | New Jersey | NJ | [12 empty] | 66409 | Berryton |  | Shawnee County |  |  | Blue Mound | [8 empty] | 225 | 99.33% | 99.23% |  | 250 | 98.8% | 98.94% |  |  |  | Air-Cooled Chiller with Condenser < 150 tons | Full-Load | 9.562 | 9.562 | 10.1 | 10.1 | 10.1
Project Not Cost Effective | New Mexico | NM | [12 empty] | 67423 | Beverly |  | Lincoln County |  |  | Blue Rapids | [8 empty] | 250 | 99.39% | 99.23% |  | 300 | 98.8% | 99.02% |  |  |  | Air-Cooled Chiller with Condenser ≥ 150 tons | Full-Load | 9.562 | 9.562 | 10.1 | 10.1 | 10.1
RCx Payback over 18 months | Nevada | NV | [12 empty] | 66549 | Blaine |  | Pottawatomie County |  |  | Bonner Springs | [8 empty] | 300 | 99.39% | 99.27% |  | 333 | 98.9% | 99.02% |  |  |  | Water-Cooled Positive Displ. Chiller < 75 tons | Full-Load | 0.78 | 0.78 | 0.75 | 0.75 | 0.75
Custom Payback under 18 months | New York | NY | [12 empty] | 66010 | Blue Mound |  | Linn County |  |  | Bremen | [8 empty] | 333 | 99.43% | 99.27% |  | 500 | 98.9% | 99.14% |  |  |  | Water-Cooled Positive Displ. Chiller 75 ≤ tons < 150 | Full-Load | 0.775 | 0.775 | 0.72 | 0.72 | 0.72
| Ohio | OH | [12 empty] | 66411 | Blue Rapids |  | Marshall County |  |  | Bronson | [8 empty] | 500 | 99.49% | 99.35% |  | 750 | 98.9% | 99.23% |  |  |  | Water-Cooled Positive Displ. Chiller 150 ≤ tons < 300 | Full-Load | 0.68 | 0.68 | 0.66 | 0.66 | 0.66
Impl. Specialist | Oklahoma | OK | [12 empty] | 66012 | Bonner Springs |  | Wyandotte County | IECC 2018 |  | Brookville | [8 empty] | 667 | 99.52% | 99.35% |  | 1000 | 98.9% | 99.28% |  |  |  | Water-Cooled Positive Displ. Chiller 300 ≤ tons < 600 | Full-Load | 0.62 | 0.62 | 0.61 | 0.61 | 0.61
Ana Ruelas | Oregon | OR | [12 empty] | 66412 | Bremen |  | Marshall County |  |  | Bucyrus | [8 empty] | 750 | 99.52% | 99.4% | [7 empty] | Water-Cooled Positive Displ. Chiller ≥ 600 tons | Full-Load | 0.62 | 0.62 | 0.56 | 0.56 | 0.56
Elias Wirz | Pennsylvania | PA | [12 empty] | 66716 | Bronson |  | Bourbon County |  |  | Buffalo | [8 empty] | 833 | 99.55% | 99.4% | [7 empty] | Water-Cooled Centrifugal Chiller < 150 tons | Full-Load | 0.634 | 0.634 | 0.61 | 0.61 | 0.61
Josh Leffert | Puerto Rico | PR | [12 empty] | 67425 | Brookville |  | Saline County |  |  | Buhler | [8 empty] | 1000 | 99.55% | 99.43% | [7 empty] | Water-Cooled Centrifugal Chiller 150 ≤ tons < 300 | Full-Load | 0.634 | 0.634 | 0.61 | 0.61 | 0.61
Laura Sagan | Rhode Island | RI | [12 empty] | 66013 | Bucyrus |  | Johnson County | IECC 2018 |  | Burden | [8 empty] | 1500 | 99.55% | 99.48% | [7 empty] | Water-Cooled Centrifugal Chiller 300 ≤ tons < 400 | Full-Load | 0.576 | 0.576 | 0.56 | 0.56 | 0.56
Lauren Hoover | South Carolina | SC | [12 empty] | 66085 | Bucyrus |  | Johnson County | IECC 2018 |  | Burdick | [8 empty] | 2000 | 99.55% | 99.51% | [7 empty] | Water-Cooled Centrifugal Chiller 400 ≤ tons < 600 | Full-Load | 0.576 | 0.576 | 0.56 | 0.56 | 0.56
Mackenzie Grosko | South Dakota | SD | [12 empty] | 66717 | Buffalo |  | Wilson County |  |  | Burlingame | [8 empty] | 2500 | 99.55% | 99.53% | [7 empty] | Water-Cooled Centrifugal Chiller ≥ 600 tons | Full-Load | 0.57 | 0.57 | 0.56 | 0.56 | 0.56
Reighan Barajas | Tennessee | TN | [12 empty] | 67522 | Buhler |  | Reno County |  |  | Burlington | [18 empty] | VRF - Air Cooled < 65 kbtu (< 5.42 ton) | EER | 11.18 | 11.18 | 11.18 | 10.92 | 10.63
Shannon Walker | Texas | TX | [12 empty] | 67019 | Burden |  | Cowley County |  |  | Burns | [18 empty] | VRF - Air Cooled 65 ≤ kBtu < 135 (5.42 ≤ tons < 11.25) | EER | 11 | 11 | 11 | 11 | 11
Berthonise Charles | Utah | UT | [12 empty] | 66838 | Burdick |  | Morris County |  |  | Burrton | [18 empty] | VRF - Air Cooled 135 ≤ kBtu < 240 (11.25 ≤ tons < 20) | EER | 10.6 | 10.6 | 10.6 | 10.6 | 10.6
| Virginia | VA | [12 empty] | 66413 | Burlingame |  | Osage County |  |  | Bushong | [18 empty] | VRF - Air Cooled ≥ 240 kbtu (≥ 20 tons) | EER | 9.5 | 9.5 | 9.5 | 9.5 | 9.5
| U.S. Virgin Islands | VI | [12 empty] | 66839 | Burlington |  | Coffey County |  |  | Cambridge | [20 empty] | No code reference, copied from 2012 | ASHRAE 90.1-2010 Table 6.8.1J | ASHRAE 90.1-2013 Table 6.8.1-10 | ASHRAE 90.1-2016 Table 6.8.1-10 | Table C403.3.2(9)
Engineers | Vermont | VT | [12 empty] | 66840 | Burns |  | Marion County |  |  | Caney
Fred Schreiber | Washington | WA | [12 empty] | 67020 | Burrton |  | Harvey County |  |  | Canton | [17 empty] | Detail | Measure Name | Efficiency Type | IECC 2009 | IECC 2012 | IECC 2015 | IECC 2018 | IECC 2021 | DOE
Jaime Jiménez-Fuentes | Wisconsin | WI | [12 empty] | 66833 | Bushong |  | Lyon County |  |  | Carbondale | [18 empty] | ASHP <65kbtu (<5.42 tons) - Split System | EER/EER2 | 11.18 | 11.18 | 11.76 | 11.76 | 11.45
Joan Nganga | West Virginia | WV | [12 empty] | 67023 | Cambridge |  | Cowley County |  |  | Carlton | [18 empty] | ASHP <65kbtu (<5.42 tons) - Single Package System | EER/EER2 | 11.18 | 11.18 | 11.76 | 11.76 | 11.45
Perry Boone | Wyoming | WY | [12 empty] | 67333 | Caney |  | Montgomery County |  |  | Carlyle | [18 empty] | ASHP ≥65 kbtu & <135 kbtu (≥5.42 tons & <11.25 tons) | EER | 10.8 | 10.8 | 10.8 | 10.8 | 10.8 | 10.8
Randy Jameson | [14 empty] | 67428 | Canton |  | McPherson County |  |  | Cassoday | [18 empty] | ASHP ≥135 kbtu & <240 kbtu (≥11.25 tons & <20 tons) | EER | 10.4 | 10.4 | 10.4 | 10.4 | 10.4 | 10.4
Taylor Cheek | Spillover Text | Spillover Reason | [12 empty] | 66414 | Carbondale |  | Osage County |  |  | Cedar Point | [18 empty] | ASHP ≥240kbtu (≥20 tons) | EER | 9.3 | 9.3 | 9.3 | 9.3 | 9.3 | 9.3
| Measure Not Eligible | Not Eligible | [12 empty] | 67448 | Carlton |  | Saline County |  |  | Centerville | [18 empty] | VRF - Air Cooled < 65 kbtu (< 5.42 ton) | HSPF | 7.7 | 7.7 | 7.7 | 7.7 | 7.7 | 7.7
Incentive Type | No Savings | Not Eligible | [12 empty] | 66749 | Carlyle |  | Allen County |  |  | Centralia | [18 empty] | VRF - Air Cooled 65 ≤ kBtu < 135 (5.42 ≤ tons < 11.25) | COP | 3.3 | 3.3 | 3.3 | 3.3 | 3.3 | 3.3
RCx | Payback Too Fast, Submit for Review | Payback Under 18 Months | [12 empty] | 66842 | Cassoday |  | Butler County |  |  | Centropolis | [18 empty] | VRF - Air Cooled 135 ≤ kBtu < 240 (11.25 ≤ tons < 20) | COP | 3.2 | 3.2 | 3.2 | 3.2 | 3.2 | 3.2
Custom | Not Cost Effective Submit for Review | Not Cost Effective | [12 empty] | 66843 | Cedar Point |  | Chase County |  |  | Chanute | [18 empty] | VRF - Air Cooled ≥ 240 kbtu (≥ 20 tons) | COP | 3.2 | 3.2 | 3.2 | 3.2 | 3.2 | 3.2
| Submit for Review | Not Eligible | [12 empty] | 66014 | Centerville |  | Linn County |  |  | Chapman | [20 empty] | No code reference, copied from 2012 | ASHRAE 90.1-2010 Table 6.8.1J | ASHRAE 90.1-2013 Table 6.8.1-10 | ASHRAE 90.1-2016 Table 6.8.1-10 | Table C403.3.2(9)
New Construction Project Type | Enter Space Cond. Type | Not Eligible | [12 empty] | 66415 | Centralia |  | Nemaha County |  |  | Cheney
New Building | Enter Utility Rate | Not Eligible | [12 empty] | 66067 | Centropolis |  | Franklin County |  |  | Cherokee
Building Addition | Eff. Wattage Not Met | Not Eligible | [12 empty] | 66720 | Chanute |  | Neosho County |  |  | Cherryvale
Change of Purpose | Linear Feet Exceeded | Not Eligible | [12 empty] | 67431 | Chapman |  | Dickinson County |  |  | Circleville
| Operating Hours Invalid | Not Eligible | [12 empty] | 67025 | Cheney |  | Sedgwick County |  |  | Clay Center
Energy Modeling Software | Enter Bldg Type (Building Tab) | Not Eligible | [12 empty] | 66724 | Cherokee |  | Crawford County |  |  | Clearwater
Carrier HAP | Enter Site City & Zip (Building Tab) | Not Eligible | [12 empty] | 67335 | Cherryvale |  | Montgomery County |  |  | Clements
DOE-2 | Complete Step 1: Lighting Schedule | Not Eligible | [12 empty] | 66416 | Circleville |  | Jackson County |  |  | Climax
Energy Pro | 10% LPD Reduction Req. | Not Eligible | [12 empty] | 67432 | Clay Center |  | Clay County |  |  | Coffeyville
EnergyPlus | Negative Incremental Cost | Not Eligible | [12 empty] | 67026 | Clearwater |  | Sedgwick County |  |  | Colony
eQuest | Payback over 18 months, Custom Measure | Payback Over 18 Months | [12 empty] | 66843 | Clements |  | Chase County |  |  | Colwich
Trane TRACE | Payback under 18 months, RCx Measure | Payback Under 18 Months | [12 empty] | 67137 | Climax |  | Greenwood County |  |  | Conway
Visual DOE | [14 empty] | 67337 | Coffeyville | IECC 2018 | Montgomery County |  |  | Corning
Others | Tests/Rates/Caps | Value | [12 empty] | 66015 | Colony |  | Anderson County |  |  | Cottonwood Falls
| CB | 1 | [12 empty] | 67030 | Colwich |  | Sedgwick County |  |  | Council Grove
Project Category | Payback (years) | 1 | [12 empty] | 67460 | Conway |  | McPherson County |  |  | Countryside
Retrofit existing | kWh Rate Min | 0.04 | [12 empty] | 66417 | Corning |  | Nemaha County |  |  | Coyville
Replace in-life equip. | kWh Rate Max | 0.45 | [12 empty] | 66845 | Cottonwood Falls |  | Chase County |  |  | Culver
New / No existing equip. | Total Cost Cap | 75% | [12 empty] | 66846 | Council Grove |  | Morris County |  |  | Cummings
Replace EoSL equip. | Incremental Cost Cap | 100% | [12 empty] | 66873 | Council Grove |  | Morris County |  |  | De Soto
| Block Bidding Rate ($/kWh) | 0.04 | [12 empty] | 66202 | Countryside |  | Johnson County | IECC 2018 |  | Dearing
Cost Type | $/kW Rate | 550 | [12 empty] | 66736 | Coyville |  | Wilson County |  |  | Delavan
Total | RCx Threshold | 500000 | [12 empty] | 67484 | Culver |  | Ottawa County |  |  | Delia
Incremental | NC Lighting Incentive ($/Watt Reduced) | 0.4 | [12 empty] | 66016 | Cummings |  | Atchison County |  |  | Delphos
| NC Lighting Cost Cap | 50% | [12 empty] | 66018 | De Soto |  | Johnson County | IECC 2018 |  | Denison
Spillover Measure Number | WBP Cap | 50000 | [12 empty] | 67340 | Dearing |  | Montgomery County |  |  | Dennis
20000001 | Pre-Approval Incentive Threshold | 15000 | [12 empty] | 67449 | Delavan |  | Dickinson County |  |  | Denton
[15 empty] | 66418 | Delia |  | Jackson County |  |  | Derby
Design Team Options | WBP Energy Savings % Below Baseline | Incentive Rate | [12 empty] | 67436 | Delphos |  | Ottawa County |  |  | Douglass
Trade Ally / General Contractor | 10-25% | 0.03 | [12 empty] | 66419 | Denison |  | Jackson County |  |  | Duluth
Architect | ≥25% | 0.04 | [12 empty] | 67341 | Dennis |  | Labette County |  |  | Dunlap
Mechanical Engineer | [14 empty] | 66017 | Denton |  | Doniphan County |  |  | Durham
Electrical Engineer | Principal building activity | CBECS 2012 Midwest Electricity Energy Intensity (kWh/sq ft) | [12 empty] | 67037 | Derby | IECC 2018 | Sedgwick County |  |  | Dwight
Additional Contact 1 | Education | 10.3 | [12 empty] | 67039 | Douglass |  | Butler County |  |  | Eastborough
Additional Contact 2 | Food sales | 50.5 | [12 empty] | 66521 | Duluth |  | Pottawatomie County |  |  | Easton
| Food service | 43.1 | [12 empty] | 66846 | Dunlap |  | Morris County |  |  | Edgerton
RCx TA Options | Health care | 25.1 | [12 empty] | 67438 | Durham |  | Marion County |  |  | Edna
Service Provider | Inpatient | 28.9 | [12 empty] | 66849 | Dwight |  | Morris County |  |  | Edwardsville
#REF! | Outpatient | 20.1 | [12 empty] | 67206 | Eastborough |  | Sedgwick County |  |  | Effingham
#REF! | Lodging | 15.4 | [12 empty] | 67207 | Eastborough |  | Sedgwick County |  |  | El Dorado
| Mercantile | 17.5 | [12 empty] | 67208 | Eastborough |  | Sedgwick County |  |  | Elbing
Electrical Phase Types | Retail (other than mall) | 14.1 | [12 empty] | 66020 | Easton |  | Leavenworth County |  |  | Elk City
Single-Phase | Enclosed and strip malls | 21.4 | [12 empty] | 66021 | Edgerton |  | Johnson County | IECC 2018 |  | Elk Falls
Three-Phase | Office | 15.3 | [12 empty] | 66030 | Edgerton |  | Johnson County | IECC 2018 |  | Elmdale
| Public assembly | 13.2 | [12 empty] | 67342 | Edna |  | Labette County |  |  | Elsmore
| Public order and safety | 10.3 | [12 empty] | 66111 | Edwardsville |  | Wyandotte County | IECC 2018 |  | Elwood
| Religious worship | 4.5 | [12 empty] | 66113 | Edwardsville |  | Wyandotte County | IECC 2018 |  | Emmett
| Service | 7.3 | [12 empty] | 66023 | Effingham |  | Atchison County |  |  | Emporia
| Warehouse and storage | 6.6 | [12 empty] | 67042 | El Dorado |  | Butler County |  |  | Enterprise
| Other | 20.2 | [12 empty] | 67041 | Elbing |  | Butler County |  |  | Erie
| Vacant | 5.3 | [12 empty] | 67344 | Elk City |  | Montgomery County |  |  | Eskridge
[15 empty] | 67345 | Elk Falls |  | Elk County |  |  | Eudora
| Space Conditioning | ELECHEAT | [12 empty] | 66850 | Elmdale |  | Chase County |  |  | Eureka
| AC with Natural Gas Heat | 0 | [12 empty] | 66732 | Elsmore |  | Allen County |  |  | Everest
| AC with Electric Heat | 1 | [12 empty] | 66024 | Elwood |  | Doniphan County |  |  | Fairview
| Heat Pump | 1 | [12 empty] | 66422 | Emmett |  | Pottawatomie County |  |  | Fairway
| Electric Heat Only | 1 | [12 empty] | 66801 | Emporia | IECC 2015 | Lyon County |  |  | Fall River
| Natural Gas Heat Only | 0 | [12 empty] | 67441 | Enterprise |  | Dickinson County |  |  | Falun
| Unconditioned | 0 | [12 empty] | 66733 | Erie |  | Neosho County |  |  | Farlington
[15 empty] | 66423 | Eskridge |  | Wabaunsee County |  |  | Florence
[15 empty] | 66025 | Eudora |  | Douglas County |  |  | Fontana
[15 empty] | 67045 | Eureka |  | Greenwood County |  |  | Fort Scott
[15 empty] | 66424 | Everest |  | Brown County |  |  | Fostoria
[15 empty] | 66425 | Fairview |  | Brown County |  |  | Frankfort
[15 empty] | 66205 | Fairway |  | Johnson County | IECC 2018 |  | Franklin
[15 empty] | 67047 | Fall River |  | Greenwood County |  |  | Fredonia
[15 empty] | 67442 | Falun |  | Saline County |  |  | Frontenac
[15 empty] | 66734 | Farlington |  | Crawford County |  |  | Fulton
[15 empty] | 66851 | Florence |  | Marion County |  |  | Galesburg
[15 empty] | 66026 | Fontana |  | Miami County |  |  | Galva
[15 empty] | 66701 | Fort Scott |  | Bourbon County |  |  | Garden Plain
[15 empty] | 66426 | Fostoria |  | Pottawatomie County |  |  | Gardner
[15 empty] | 66427 | Frankfort |  | Marshall County |  |  | Garland
[15 empty] | 66735 | Franklin |  | Crawford County |  |  | Garnett
[15 empty] | 66736 | Fredonia |  | Wilson County |  |  | Geuda Springs
[15 empty] | 66763 | Frontenac |  | Crawford County |  |  | Girard
[15 empty] | 66738 | Fulton |  | Bourbon County |  |  | Goddard
[15 empty] | 66740 | Galesburg |  | Neosho County |  |  | Goessel
[15 empty] | 67443 | Galva |  | McPherson County |  |  | Goff
[15 empty] | 67050 | Garden Plain |  | Sedgwick County |  |  | Grantville
[15 empty] | 66030 | Gardner |  | Johnson County | IECC 2018 |  | Greeley
[15 empty] | 66741 | Garland |  | Bourbon County |  |  | Greenwich
[15 empty] | 66032 | Garnett |  | Anderson County |  |  | Grenola
[15 empty] | 67051 | Geuda Springs |  | Sumner County |  |  | Gridley
[15 empty] | 66743 | Girard |  | Crawford County |  |  | Gypsum
[15 empty] | 67052 | Goddard |  | Sedgwick County |  |  | Halstead
[15 empty] | 67053 | Goessel |  | Marion County |  |  | Hamilton
[15 empty] | 66428 | Goff |  | Nemaha County |  |  | Hanover
[15 empty] | 66429 | Grantville |  | Jefferson County |  |  | Hartford
[15 empty] | 66033 | Greeley |  | Anderson County |  |  | Harveyville
[15 empty] | 67055 | Greenwich |  | Sedgwick County |  |  | Haven
[15 empty] | 67346 | Grenola |  | Elk County |  |  | Havensville
[15 empty] | 66852 | Gridley |  | Coffey County |  |  | Haysville
[15 empty] | 67448 | Gypsum |  | Saline County |  |  | Hepler
[15 empty] | 67056 | Halstead |  | Harvey County |  |  | Herington
[15 empty] | 66853 | Hamilton |  | Greenwood County |  |  | Herkimer
[15 empty] | 66945 | Hanover |  | Washington County |  |  | Hesston
[15 empty] | 66854 | Hartford |  | Lyon County |  |  | Hiattville
[15 empty] | 66431 | Harveyville |  | Wabaunsee County |  |  | Hiawatha
[15 empty] | 67543 | Haven |  | Reno County |  |  | Highland
[15 empty] | 66432 | Havensville |  | Pottawatomie County |  |  | Hillsboro
[15 empty] | 67060 | Haysville |  | Sedgwick County |  |  | Hillsdale
[15 empty] | 66746 | Hepler |  | Crawford County |  |  | Holton
[15 empty] | 67449 | Herington |  | Dickinson County |  |  | Home
[15 empty] | 66508 | Herkimer |  | Marshall County |  |  | Hope
[15 empty] | 67062 | Hesston |  | Harvey County |  |  | Horton
[15 empty] | 66701 | Hiattville |  | Bourbon County |  |  | Howard
[15 empty] | 66434 | Hiawatha |  | Brown County |  |  | Hoyt
[15 empty] | 66035 | Highland |  | Doniphan County |  |  | Humboldt
[15 empty] | 67063 | Hillsboro |  | Marion County |  |  | Huron
[15 empty] | 66036 | Hillsdale |  | Miami County |  |  | Hutchinson
[15 empty] | 66436 | Holton |  | Jackson County |  |  | Independence
[15 empty] | 66438 | Home |  | Marshall County |  |  | Industry
[15 empty] | 67451 | Hope |  | Dickinson County |  |  | Inman
[15 empty] | 66439 | Horton |  | Brown County |  |  | Iola
[15 empty] | 67349 | Howard |  | Elk County |  |  | Junction City
[15 empty] | 66440 | Hoyt |  | Jackson County |  |  | Kansas City
[15 empty] | 66748 | Humboldt |  | Allen County |  |  | Kechi
[15 empty] | 66041 | Huron |  | Atchison County |  |  | Kelly
[15 empty] | 67501 | Hutchinson | IECC 2018 | Reno County |  |  | Kincaid
[15 empty] | 67502 | Hutchinson | IECC 2018 | Reno County |  |  | Kingman
[15 empty] | 67505 | Hutchinson | IECC 2018 | Reno County |  |  | La Cygne
[15 empty] | 67301 | Independence |  | Montgomery County |  |  | La Harpe
[15 empty] | 67410 | Industry |  | Dickinson County |  |  | Lacygne
[15 empty] | 67546 | Inman |  | McPherson County |  |  | Lafontaine
[15 empty] | 66749 | Iola |  | Allen County |  |  | Lake Of The Forest
[15 empty] | 66441 | Junction City | IECC 2012 | Geary County |  |  | Lake Quivira
[15 empty] | 66106 | Kansas City | IECC 2018 | Wyandotte County | IECC 2018 |  | Lamont
[15 empty] | 66109 | Kansas City | IECC 2018 | Wyandotte County | IECC 2018 |  | Lancaster
[15 empty] | 66111 | Kansas City | IECC 2018 | Wyandotte County | IECC 2018 |  | Lane
[15 empty] | 66113 | Kansas City | IECC 2018 | Wyandotte County | IECC 2018 |  | Lansing
[15 empty] | 66119 | Kansas City | IECC 2018 | Wyandotte County | IECC 2018 |  | Latham
[15 empty] | 67067 | Kechi |  | Sedgwick County |  |  | Latimer
[15 empty] | 66538 | Kelly |  | Nemaha County |  |  | Lawon
[15 empty] | 66039 | Kincaid |  | Anderson County |  |  | Lawrence
[15 empty] | 67068 | Kingman |  | Kingman County |  |  | Le Roy
[15 empty] | 66040 | La Cygne |  | Linn County |  |  | Leavenworth
[15 empty] | 66751 | La Harpe |  | Allen County |  |  | Leawood
[15 empty] | 66040 | Lacygne |  | Linn County |  |  | Lebo
[15 empty] | 66736 | Lafontaine |  | Wilson County |  |  | Lecompton
[15 empty] | 66012 | Lake Of The Forest |  | Wyandotte County | IECC 2018 |  | Lehigh
[15 empty] | 66217 | Lake Quivira |  | Johnson County | IECC 2018 |  | Lenexa
[15 empty] | 66855 | Lamont |  | Greenwood County |  |  | Leon
[15 empty] | 66041 | Lancaster |  | Atchison County |  |  | Leona
[15 empty] | 66042 | Lane |  | Franklin County |  |  | Leonardville
[15 empty] | 66043 | Lansing |  | Leavenworth County |  |  | Liberty
[15 empty] | 67072 | Latham |  | Butler County |  |  | Lincoln
[15 empty] | 67449 | Latimer |  | Dickinson County |  |  | Lincolnville
[15 empty] | 66781 | Lawon |  | Cherokee County |  |  | Lindsborg
[15 empty] | 66044 | Lawrence | IECC 2018 | Douglas County |  |  | Linn Valley
[15 empty] | 66046 | Lawrence | IECC 2018 | Douglas County |  |  | Linwood
[15 empty] | 66047 | Lawrence | IECC 2018 | Douglas County |  |  | Longford
[15 empty] | 66049 | Lawrence | IECC 2018 | Douglas County |  |  | Longton
[15 empty] | 66857 | Le Roy |  | Coffey County |  |  | Lost Springs
[15 empty] | 66043 | Leavenworth | IECC 2018 | Leavenworth County |  |  | Louisburg
[15 empty] | 66048 | Leavenworth | IECC 2018 | Leavenworth County |  |  | Louisville
[15 empty] | 66206 | Leawood | IECC 2018 | Johnson County | IECC 2018 |  | Lyndon
[15 empty] | 66209 | Leawood | IECC 2018 | Johnson County | IECC 2018 |  | Madison
[15 empty] | 66211 | Leawood | IECC 2018 | Johnson County | IECC 2018 |  | Maize
[15 empty] | 66224 | Leawood | IECC 2018 | Johnson County | IECC 2018 |  | Manchester
[15 empty] | 66856 | Lebo |  | Coffey County |  |  | Manhattan
[15 empty] | 66050 | Lecompton |  | Douglas County |  |  | Maple Hill
[15 empty] | 67073 | Lehigh |  | Marion County |  |  | Mapleton
[15 empty] | 66062 | Lenexa | IECC 2012 | Johnson County | IECC 2018 |  | Marion
[15 empty] | 66210 | Lenexa | IECC 2012 | Johnson County | IECC 2018 |  | Marquette
[15 empty] | 66214 | Lenexa | IECC 2012 | Johnson County | IECC 2018 |  | Marysville
[15 empty] | 66215 | Lenexa | IECC 2012 | Johnson County | IECC 2018 |  | Mayetta
[15 empty] | 66216 | Lenexa | IECC 2012 | Johnson County | IECC 2018 |  | Mc Cune
[15 empty] | 66217 | Lenexa | IECC 2012 | Johnson County | IECC 2018 |  | Mc Farland
[15 empty] | 66219 | Lenexa | IECC 2012 | Johnson County | IECC 2018 |  | Mc Louth
[15 empty] | 66220 | Lenexa | IECC 2012 | Johnson County | IECC 2018 |  | Mcpherson
[15 empty] | 66227 | Lenexa | IECC 2012 | Johnson County | IECC 2018 |  | Medora
[15 empty] | 66285 | Lenexa | IECC 2012 | Johnson County | IECC 2018 |  | Melvern
[15 empty] | 66286 | Lenexa | IECC 2012 | Johnson County | IECC 2018 |  | Mentor
[15 empty] | 67074 | Leon |  | Butler County |  |  | Meriden
[15 empty] | 66532 | Leona |  | Brown County |  |  | Merriam
[15 empty] | 66449 | Leonardville |  | Riley County |  |  | Milford
[15 empty] | 67351 | Liberty |  | Montgomery County |  |  | Miltonvale
[15 empty] | 67455 | Lincoln |  | Lincoln County |  |  | Minneapolis
[15 empty] | 66858 | Lincolnville |  | Marion County |  |  | Mission
[15 empty] | 67456 | Lindsborg |  | McPherson County |  |  | Mission Hills
[15 empty] | 66040 | Linn Valley |  | Linn County |  |  | Mission Woods
[15 empty] | 66052 | Linwood |  | Leavenworth County |  |  | Moline
[15 empty] | 67458 | Longford |  | Clay County |  |  | Moran
[15 empty] | 67352 | Longton |  | Elk County |  |  | Morganville
[15 empty] | 66859 | Lost Springs |  | Marion County |  |  | Morrill
[15 empty] | 66053 | Louisburg |  | Miami County |  |  | Mound City
[15 empty] | 66547 | Louisville |  | Pottawatomie County |  |  | Mound Valley
[15 empty] | 66451 | Lyndon |  | Osage County |  |  | Moundridge
[15 empty] | 66855 | Madison |  | Greenwood County |  |  | Mount Hope
[15 empty] | 66860 | Madison |  | Greenwood County |  |  | Mulberry
[15 empty] | 67101 | Maize |  | Sedgwick County |  |  | Mulvane
[15 empty] | 67410 | Manchester |  | Dickinson County |  |  | Murdock
[15 empty] | 66502 | Manhattan | IECC 2009 | Riley County |  |  | Muscotah
[15 empty] | 66503 | Manhattan | IECC 2009 | Riley County |  |  | Navarre
[15 empty] | 66506 | Manhattan | IECC 2009 | Riley County |  |  | Neal
[15 empty] | 66507 | Maple Hill |  | Wabaunsee County |  |  | Neodesha
[15 empty] | 66754 | Mapleton |  | Bourbon County |  |  | Neosho Falls
[15 empty] | 66861 | Marion |  | Marion County |  |  | Neosho Rapids
[15 empty] | 67464 | Marquette |  | McPherson County |  |  | Netawaka
[15 empty] | 66508 | Marysville |  | Marshall County |  |  | New Albany
[15 empty] | 66509 | Mayetta |  | Jackson County |  |  | New Cambria
[15 empty] | 66753 | Mc Cune |  | Crawford County |  |  | New Century
[15 empty] | 66501 | Mc Farland |  | Wabaunsee County |  |  | New Strawn
[15 empty] | 66054 | Mc Louth |  | Jefferson County |  |  | Newton
[15 empty] | 67460 | Mcpherson | IECC 2018 | McPherson County |  |  | Nickerson
[15 empty] | 67460 | McPherson |  | McPherson County |  |  | North Newton
[15 empty] | 67502 | Medora |  | Reno County |  |  | Nortonville
[15 empty] | 66510 | Melvern |  | Osage County |  |  | Oakhill
[15 empty] | 67416 | Mentor |  | Saline County |  |  | Ogden
[15 empty] | 66512 | Meriden |  | Jefferson County |  |  | Oketo
[15 empty] | 66202 | Merriam | IECC 2018 | Johnson County | IECC 2018 |  | Olathe
[15 empty] | 66203 | Merriam | IECC 2018 | Johnson County | IECC 2018 |  | Olivet
[15 empty] | 66204 | Merriam | IECC 2018 | Johnson County | IECC 2018 |  | Olpe
[15 empty] | 66514 | Milford |  | Geary County |  |  | Olsburg
[15 empty] | 67466 | Miltonvale |  | Cloud County |  |  | Onaga
[15 empty] | 67467 | Minneapolis |  | Ottawa County |  |  | Oneida
[15 empty] | 66201 | Mission |  | Johnson County | IECC 2018 |  | Opolis
[15 empty] | 66202 | Mission |  | Johnson County | IECC 2018 |  | Osage City
[15 empty] | 66205 | Mission |  | Johnson County | IECC 2018 |  | Osawatomie
[15 empty] | 66222 | Mission |  | Johnson County | IECC 2018 |  | Oskaloosa
[15 empty] | 66208 | Mission Hills |  | Johnson County | IECC 2018 |  | Oswego
[15 empty] | 66205 | Mission Woods |  | Johnson County | IECC 2018 |  | Ottawa
[15 empty] | 67353 | Moline |  | Elk County |  |  | Overbrook
[15 empty] | 66755 | Moran |  | Allen County |  |  | Overland Park
[15 empty] | 67468 | Morganville |  | Clay County |  |  | Oxford
[15 empty] | 66515 | Morrill |  | Brown County |  |  | Ozawkie
[15 empty] | 66056 | Mound City |  | Linn County |  |  | Paola
[15 empty] | 67354 | Mound Valley |  | Labette County |  |  | Park City
[15 empty] | 67107 | Moundridge |  | McPherson County |  |  | Parker
[15 empty] | 67108 | Mount Hope |  | Sedgwick County |  |  | Parkerfield
[15 empty] | 66756 | Mulberry |  | Crawford County |  |  | Parsons
[15 empty] | 67110 | Mulvane |  | Sedgwick County |  |  | Partridge
[15 empty] | 67111 | Murdock |  | Kingman County |  |  | Paxico
[15 empty] | 66058 | Muscotah |  | Atchison County |  |  | Peabody
[15 empty] | 67451 | Navarre |  | Dickinson County |  |  | Peck
[15 empty] | 66863 | Neal |  | Greenwood County |  |  | Perry
[15 empty] | 66757 | Neodesha |  | Wilson County |  |  | Petrolia
[15 empty] | 66758 | Neosho Falls |  | Woodson County |  |  | Piedmont
[15 empty] | 66864 | Neosho Rapids |  | Lyon County |  |  | Piqua
[15 empty] | 66516 | Netawaka |  | Jackson County |  |  | Pittsburg
[15 empty] | 66736 | New Albany |  | Wilson County |  |  | Pleasanton
[15 empty] | 67470 | New Cambria |  | Saline County |  |  | Pomona
[15 empty] | 66031 | New Century |  | Johnson County | IECC 2018 |  | Potter
[15 empty] | 66839 | New Strawn |  | Coffey County |  |  | Potwin
[15 empty] | 67114 | Newton | IECC 2018 | Harvey County |  |  | Powhattan
[15 empty] | 67117 | Newton | IECC 2018 | Harvey County |  |  | Prairie Village
[15 empty] | 67561 | Nickerson |  | Reno County |  |  | Prescott
[15 empty] | 67117 | North Newton |  | Harvey County |  |  | Pretty Prairie
[15 empty] | 66060 | Nortonville |  | Jefferson County |  |  | Princeton
[15 empty] | 67432 | Oakhill |  | Clay County |  |  | Quenemo
[15 empty] | 66517 | Ogden |  | Riley County |  |  | Radley
[15 empty] | 66518 | Oketo |  | Marshall County |  |  | Rago
[15 empty] | 66051 | Olathe | IECC 2018 | Johnson County | IECC 2018 |  | Ramona
[15 empty] | 66061 | Olathe | IECC 2018 | Johnson County | IECC 2018 |  | Randolph
[15 empty] | 66062 | Olathe | IECC 2018 | Johnson County | IECC 2018 |  | Rantoul
[15 empty] | 66063 | Olathe | IECC 2018 | Johnson County | IECC 2018 |  | Reading
[15 empty] | 66215 | Olathe | IECC 2018 | Johnson County | IECC 2018 |  | Redfield
[15 empty] | 66856 | Olivet |  | Coffey County |  |  | Reserve
[15 empty] | 66865 | Olpe |  | Lyon County |  |  | Richmond
[15 empty] | 66520 | Olsburg |  | Pottawatomie County |  |  | Riley
[15 empty] | 66521 | Onaga |  | Pottawatomie County |  |  | Robinson
[15 empty] | 66522 | Oneida |  | Nemaha County |  |  | Rock
[15 empty] | 66760 | Opolis |  | Crawford County |  |  | Roeland Park
[15 empty] | 66523 | Osage City |  | Osage County |  |  | Rosalia
[15 empty] | 66064 | Osawatomie |  | Miami County |  |  | Rose Hill
[15 empty] | 66066 | Oskaloosa |  | Jefferson County |  |  | Rossville
[15 empty] | 67356 | Oswego |  | Labette County |  |  | Roxbury
[15 empty] | 66067 | Ottawa | IECC 2018 | Franklin County |  |  | Sabetha
[15 empty] | 66524 | Overbrook |  | Osage County |  |  | Saint George
[15 empty] | 66013 | Overland Park | IECC 2018 | Johnson County | IECC 2018 |  | Saint Marys
[15 empty] | 66085 | Overland Park | IECC 2018 | Johnson County | IECC 2018 |  | Saint Paul
[15 empty] | 66201 | Overland Park | IECC 2018 | Johnson County | IECC 2018 |  | Salina
[15 empty] | 66202 | Overland Park | IECC 2018 | Johnson County | IECC 2018 |  | Savonburg
[15 empty] | 66203 | Overland Park | IECC 2018 | Johnson County | IECC 2018 |  | Scranton
[15 empty] | 66204 | Overland Park | IECC 2018 | Johnson County | IECC 2018 |  | Sedgwick
[15 empty] | 66206 | Overland Park | IECC 2018 | Johnson County | IECC 2018 |  | Seneca
[15 empty] | 66207 | Overland Park | IECC 2018 | Johnson County | IECC 2018 |  | Severance
[15 empty] | 66209 | Overland Park | IECC 2018 | Johnson County | IECC 2018 |  | Severy
[15 empty] | 66210 | Overland Park | IECC 2018 | Johnson County | IECC 2018 |  | Shawnee
[15 empty] | 66211 | Overland Park | IECC 2018 | Johnson County | IECC 2018 |  | Shawnee Mission
[15 empty] | 66212 | Overland Park | IECC 2018 | Johnson County | IECC 2018 |  | Silver Lake
[15 empty] | 66213 | Overland Park | IECC 2018 | Johnson County | IECC 2018 |  | Smolan
[15 empty] | 66214 | Overland Park | IECC 2018 | Johnson County | IECC 2018 |  | Soldier
[15 empty] | 66215 | Overland Park | IECC 2018 | Johnson County | IECC 2018 |  | Solomon
[15 empty] | 66221 | Overland Park | IECC 2018 | Johnson County | IECC 2018 |  | South Hutchinson
[15 empty] | 66223 | Overland Park | IECC 2018 | Johnson County | IECC 2018 |  | Spivey
[15 empty] | 66224 | Overland Park | IECC 2018 | Johnson County | IECC 2018 |  | Spring Hill
[15 empty] | 66225 | Overland Park | IECC 2018 | Johnson County | IECC 2018 |  | St Benedict
[15 empty] | 66283 | Overland Park | IECC 2018 | Johnson County | IECC 2018 |  | Stanley
[15 empty] | 67119 | Oxford |  | Sumner County |  |  | Stark
[15 empty] | 66070 | Ozawkie |  | Jefferson County |  |  | Sterling
[15 empty] | 66071 | Paola |  | Miami County |  |  | Stilwell
[15 empty] | 67147 | Park City |  | Sedgwick County |  |  | Strong City
[15 empty] | 67204 | Park City |  | Sedgwick County |  |  | Summerfield
[15 empty] | 67219 | Park City |  | Sedgwick County |  |  | Sycamore
[15 empty] | 66072 | Parker |  | Linn County |  |  | Talmage
[15 empty] | 67005 | Parkerfield |  | Cowley County |  |  | Tampa
[15 empty] | 67357 | Parsons |  | Labette County |  |  | Tecumseh
[15 empty] | 67566 | Partridge |  | Reno County |  |  | Tescott
[15 empty] | 66526 | Paxico |  | Wabaunsee County |  |  | Thayer
[15 empty] | 66866 | Peabody |  | Marion County |  |  | Tonganoxie
[15 empty] | 67120 | Peck |  | Sumner County |  |  | Topeka
[15 empty] | 66073 | Perry |  | Jefferson County |  |  | Toronto
[15 empty] | 66720 | Petrolia |  | Neosho County |  |  | Towanda
[15 empty] | 67122 | Piedmont |  | Greenwood County |  |  | Troy
[15 empty] | 66761 | Piqua |  | Woodson County |  |  | Tyro
[15 empty] | 66762 | Pittsburg |  | Crawford County |  |  | Udall
[15 empty] | 66763 | Pittsburg | IECC 2012 | Crawford County |  |  | Uniontown
[15 empty] | 66075 | Pleasanton |  | Linn County |  |  | Valley Center
[15 empty] | 66076 | Pomona |  | Franklin County |  |  | Valley Falls
[15 empty] | 66002 | Potter |  | Atchison County |  |  | Vassar
[15 empty] | 67123 | Potwin |  | Butler County |  |  | Vermillion
[15 empty] | 66527 | Powhattan |  | Brown County |  |  | Virgil
[15 empty] | 66204 | Prairie Village | IECC 2018 | Johnson County | IECC 2018 |  | Vliets
[15 empty] | 66202 | Prairie Village | IECC 2018 | Johnson County | IECC 2018 |  | Wakarusa
[15 empty] | 66206 | Prairie Village | IECC 2018 | Johnson County | IECC 2018 |  | Wakefield
[15 empty] | 66207 | Prairie Village | IECC 2018 | Johnson County | IECC 2018 |  | Walnut
[15 empty] | 66208 | Prairie Village | IECC 2018 | Johnson County | IECC 2018 |  | Walton
[15 empty] | 66767 | Prescott |  | Linn County |  |  | Wamego
[15 empty] | 67570 | Pretty Prairie |  | Reno County |  |  | Waterville
[15 empty] | 66078 | Princeton |  | Franklin County |  |  | Wathena
[15 empty] | 66528 | Quenemo |  | Osage County |  |  | Waverly
[15 empty] | 66762 | Radley |  | Crawford County |  |  | Weir
[15 empty] | 67142 | Rago |  | Kingman County |  |  | Welda
[15 empty] | 67475 | Ramona |  | Marion County |  |  | Wellington
[15 empty] | 66554 | Randolph |  | Riley County |  |  | Wells
[15 empty] | 66079 | Rantoul |  | Franklin County |  |  | Wellsville
[15 empty] | 66868 | Reading |  | Lyon County |  |  | Westfall
[15 empty] | 66769 | Redfield |  | Bourbon County |  |  | Westmoreland
[15 empty] | 66434 | Reserve |  | Brown County |  |  | Westphalia
[15 empty] | 66080 | Richmond |  | Franklin County |  |  | Westwood
[15 empty] | 66531 | Riley |  | Riley County |  |  | Westwood Hills
[15 empty] | 66532 | Robinson |  | Brown County |  |  | Wetmore
[15 empty] | 67131 | Rock |  | Cowley County |  |  | Wheaton
[15 empty] | 66202 | Roeland Park |  | Johnson County | IECC 2018 |  | White City
[15 empty] | 66205 | Roeland Park |  | Johnson County | IECC 2018 |  | Whitewater
[15 empty] | 67132 | Rosalia |  | Butler County |  |  | Whiting
[15 empty] | 67133 | Rose Hill |  | Butler County |  |  | Wichita
[15 empty] | 66533 | Rossville |  | Shawnee County |  |  | Williamsburg
[15 empty] | 67476 | Roxbury |  | McPherson County |  |  | Willis
[15 empty] | 66534 | Sabetha |  | Nemaha County |  |  | Willowbrook
[15 empty] | 66535 | Saint George |  | Pottawatomie County |  |  | Wilsey
[15 empty] | 66536 | Saint Marys |  | Pottawatomie County |  |  | Winchester
[15 empty] | 66771 | Saint Paul |  | Neosho County |  |  | Windom
[15 empty] | 67401 | Salina | IECC 2018 | Saline County |  |  | Winfield
[15 empty] | 66772 | Savonburg |  | Allen County |  |  | Woodbine
[15 empty] | 66537 | Scranton |  | Osage County |  |  | Yates Center
[15 empty] | 67135 | Sedgwick |  | Harvey County |  |  | Yoder
[15 empty] | 66538 | Seneca |  | Nemaha County
[15 empty] | 66087 | Severance |  | Doniphan County
[15 empty] | 67137 | Severy |  | Greenwood County
[15 empty] | 66203 | Shawnee | IECC 2018 | Johnson County | IECC 2018
[15 empty] | 66214 | Shawnee | IECC 2018 | Johnson County | IECC 2018
[15 empty] | 66216 | Shawnee | IECC 2018 | Johnson County | IECC 2018
[15 empty] | 66217 | Shawnee | IECC 2018 | Johnson County | IECC 2018
[15 empty] | 66218 | Shawnee | IECC 2018 | Johnson County | IECC 2018
[15 empty] | 66219 | Shawnee | IECC 2018 | Johnson County | IECC 2018
[15 empty] | 66220 | Shawnee | IECC 2018 | Johnson County | IECC 2018
[15 empty] | 66226 | Shawnee | IECC 2018 | Johnson County | IECC 2018
[15 empty] | 66227 | Shawnee | IECC 2018 | Johnson County | IECC 2018
[15 empty] | 66286 | Shawnee | IECC 2018 | Johnson County | IECC 2018
[15 empty] | 66201 | Shawnee Mission |  | Johnson County | IECC 2018
[15 empty] | 66202 | Shawnee Mission |  | Johnson County | IECC 2018
[15 empty] | 66203 | Shawnee Mission |  | Johnson County | IECC 2018
[15 empty] | 66204 | Shawnee Mission |  | Johnson County | IECC 2018
[15 empty] | 66205 | Shawnee Mission |  | Johnson County | IECC 2018
[15 empty] | 66206 | Shawnee Mission |  | Johnson County | IECC 2018
[15 empty] | 66207 | Shawnee Mission |  | Johnson County | IECC 2018
[15 empty] | 66208 | Shawnee Mission |  | Johnson County | IECC 2018
[15 empty] | 66209 | Shawnee Mission |  | Johnson County | IECC 2018
[15 empty] | 66210 | Shawnee Mission |  | Johnson County | IECC 2018
[15 empty] | 66211 | Shawnee Mission |  | Johnson County | IECC 2018
[15 empty] | 66212 | Shawnee Mission |  | Johnson County | IECC 2018
[15 empty] | 66213 | Shawnee Mission |  | Johnson County | IECC 2018
[15 empty] | 66214 | Shawnee Mission |  | Johnson County | IECC 2018
[15 empty] | 66215 | Shawnee Mission |  | Johnson County | IECC 2018
[15 empty] | 66216 | Shawnee Mission |  | Johnson County | IECC 2018
[15 empty] | 66217 | Shawnee Mission |  | Johnson County | IECC 2018
[15 empty] | 66218 | Shawnee Mission |  | Johnson County | IECC 2018
[15 empty] | 66219 | Shawnee Mission |  | Johnson County | IECC 2018
[15 empty] | 66220 | Shawnee Mission |  | Johnson County | IECC 2018
[15 empty] | 66221 | Shawnee Mission |  | Johnson County | IECC 2018
[15 empty] | 66222 | Shawnee Mission |  | Johnson County | IECC 2018
[15 empty] | 66223 | Shawnee Mission |  | Johnson County | IECC 2018
[15 empty] | 66224 | Shawnee Mission |  | Johnson County | IECC 2018
[15 empty] | 66225 | Shawnee Mission |  | Johnson County | IECC 2018
[15 empty] | 66226 | Shawnee Mission |  | Johnson County | IECC 2018
[15 empty] | 66227 | Shawnee Mission |  | Johnson County | IECC 2018
[15 empty] | 66283 | Shawnee Mission |  | Johnson County | IECC 2018
[15 empty] | 66285 | Shawnee Mission |  | Johnson County | IECC 2018
[15 empty] | 66286 | Shawnee Mission |  | Johnson County | IECC 2018
[15 empty] | 66539 | Silver Lake |  | Shawnee County
[15 empty] | 67456 | Smolan |  | McPherson County
[15 empty] | 66540 | Soldier |  | Jackson County
[15 empty] | 67480 | Solomon |  | Dickinson County
[15 empty] | 67505 | South Hutchinson |  | Reno County
[15 empty] | 67142 | Spivey |  | Kingman County
[15 empty] | 66083 | Spring Hill |  | Johnson County | IECC 2018
[15 empty] | 66538 | St Benedict |  | Nemaha County
[15 empty] | 66221 | Stanley |  | Johnson County | IECC 2018
[15 empty] | 66223 | Stanley |  | Johnson County | IECC 2018
[15 empty] | 66224 | Stanley |  | Johnson County | IECC 2018
[15 empty] | 66775 | Stark |  | Neosho County
[15 empty] | 67579 | Sterling |  | Rice County
[15 empty] | 66013 | Stilwell |  | Johnson County | IECC 2018
[15 empty] | 66085 | Stilwell |  | Johnson County | IECC 2018
[15 empty] | 66869 | Strong City |  | Chase County
[15 empty] | 66541 | Summerfield |  | Marshall County
[15 empty] | 67363 | Sycamore |  | Montgomery County
[15 empty] | 67482 | Talmage |  | Dickinson County
[15 empty] | 67483 | Tampa |  | Marion County
[15 empty] | 66542 | Tecumseh |  | Shawnee County
[15 empty] | 67484 | Tescott |  | Ottawa County
[15 empty] | 66776 | Thayer |  | Neosho County
[15 empty] | 66086 | Tonganoxie |  | Leavenworth County
[15 empty] | 66601 | Topeka | IECC 2021 | Shawnee County
[15 empty] | 66603 | Topeka | IECC 2021 | Shawnee County
[15 empty] | 66604 | Topeka | IECC 2021 | Shawnee County
[15 empty] | 66605 | Topeka | IECC 2021 | Shawnee County
[15 empty] | 66606 | Topeka | IECC 2021 | Shawnee County
[15 empty] | 66607 | Topeka | IECC 2021 | Shawnee County
[15 empty] | 66608 | Topeka | IECC 2021 | Shawnee County
[15 empty] | 66609 | Topeka | IECC 2021 | Shawnee County
[15 empty] | 66610 | Topeka | IECC 2021 | Shawnee County
[15 empty] | 66611 | Topeka | IECC 2021 | Shawnee County
[15 empty] | 66612 | Topeka | IECC 2021 | Shawnee County
[15 empty] | 66614 | Topeka | IECC 2021 | Shawnee County
[15 empty] | 66615 | Topeka | IECC 2021 | Shawnee County
[15 empty] | 66616 | Topeka | IECC 2021 | Shawnee County
[15 empty] | 66617 | Topeka | IECC 2021 | Shawnee County
[15 empty] | 66618 | Topeka | IECC 2021 | Shawnee County
[15 empty] | 66619 | Topeka | IECC 2021 | Shawnee County
[15 empty] | 66620 | Topeka | IECC 2021 | Shawnee County
[15 empty] | 66777 | Toronto |  | Woodson County
[15 empty] | 67144 | Towanda |  | Butler County
[15 empty] | 66087 | Troy |  | Doniphan County
[15 empty] | 67364 | Tyro |  | Montgomery County
[15 empty] | 67146 | Udall |  | Cowley County
[15 empty] | 66779 | Uniontown |  | Bourbon County
[15 empty] | 67147 | Valley Center |  | Sedgwick County
[15 empty] | 66088 | Valley Falls |  | Jefferson County
[15 empty] | 66543 | Vassar |  | Osage County
[15 empty] | 66544 | Vermillion |  | Marshall County
[15 empty] | 66870 | Virgil |  | Greenwood County
[15 empty] | 66544 | Vliets |  | Marshall County
[15 empty] | 66546 | Wakarusa |  | Shawnee County
[15 empty] | 67487 | Wakefield |  | Clay County
[15 empty] | 66780 | Walnut |  | Crawford County
[15 empty] | 67151 | Walton |  | Harvey County
[15 empty] | 66547 | Wamego |  | Pottawatomie County
[15 empty] | 66548 | Waterville |  | Marshall County
[15 empty] | 66090 | Wathena |  | Doniphan County
[15 empty] | 66871 | Waverly |  | Coffey County
[15 empty] | 66781 | Weir |  | Cherokee County
[15 empty] | 66091 | Welda |  | Anderson County
[15 empty] | 67152 | Wellington |  | Sumner County
[15 empty] | 67467 | Wells |  | Ottawa County
[15 empty] | 66092 | Wellsville |  | Franklin County
[15 empty] | 67455 | Westfall |  | Lincoln County
[15 empty] | 66426 | Westmoreland |  | Pottawatomie County
[15 empty] | 66549 | Westmoreland |  | Pottawatomie County
[15 empty] | 66093 | Westphalia |  | Anderson County
[15 empty] | 66205 | Westwood |  | Johnson County | IECC 2018
[15 empty] | 66205 | Westwood Hills |  | Johnson County | IECC 2018
[15 empty] | 66550 | Wetmore |  | Nemaha County
[15 empty] | 66521 | Wheaton |  | Pottawatomie County
[15 empty] | 66872 | White City |  | Morris County
[15 empty] | 67154 | Whitewater |  | Butler County
[15 empty] | 66552 | Whiting |  | Jackson County
[15 empty] | 67202 | Wichita |  | Sedgwick County
[15 empty] | 67203 | Wichita |  | Sedgwick County
[15 empty] | 67204 | Wichita |  | Sedgwick County
[15 empty] | 67205 | Wichita |  | Sedgwick County
[15 empty] | 67206 | Wichita |  | Sedgwick County
[15 empty] | 67207 | Wichita |  | Sedgwick County
[15 empty] | 67208 | Wichita |  | Sedgwick County
[15 empty] | 67209 | Wichita |  | Sedgwick County
[15 empty] | 67210 | Wichita |  | Sedgwick County
[15 empty] | 67211 | Wichita |  | Sedgwick County
[15 empty] | 67212 | Wichita |  | Sedgwick County
[15 empty] | 67213 | Wichita |  | Sedgwick County
[15 empty] | 67214 | Wichita |  | Sedgwick County
[15 empty] | 67215 | Wichita |  | Sedgwick County
[15 empty] | 67216 | Wichita |  | Sedgwick County
[15 empty] | 67217 | Wichita |  | Sedgwick County
[15 empty] | 67218 | Wichita |  | Sedgwick County
[15 empty] | 67219 | Wichita |  | Sedgwick County
[15 empty] | 67220 | Wichita |  | Sedgwick County
[15 empty] | 67223 | Wichita |  | Sedgwick County
[15 empty] | 67226 | Wichita |  | Sedgwick County
[15 empty] | 67227 | Wichita |  | Sedgwick County
[15 empty] | 67228 | Wichita |  | Sedgwick County
[15 empty] | 67230 | Wichita |  | Sedgwick County
[15 empty] | 67232 | Wichita |  | Sedgwick County
[15 empty] | 67235 | Wichita |  | Sedgwick County
[15 empty] | 66095 | Williamsburg |  | Franklin County
[15 empty] | 66434 | Willis |  | Brown County
[15 empty] | 67501 | Willowbrook |  | Reno County
[15 empty] | 66873 | Wilsey |  | Morris County
[15 empty] | 66097 | Winchester |  | Jefferson County
[15 empty] | 67491 | Windom |  | McPherson County
[15 empty] | 67156 | Winfield |  | Cowley County
[15 empty] | 67492 | Woodbine |  | Dickinson County
[15 empty] | 66783 | Yates Center |  | Woodson County
[15 empty] | 67585 | Yoder |  | Reno County
Note on H22: Cheek, Taylor: Used in CBDATA Discount Rate lookup.
Note on BD43: Cheek, Taylor: Calculated by multiplying SEER2 value by 11.7/14.3 EER2/SEER2 relationship of the Southwest Region.
Note on BD74: Cheek, Taylor: Calculated by multiplying SEER2 value by 11.7/14.3 EER2/SEER2 relationship of the Southwest Region.
Note on BD75: Cheek, Taylor: Calculated by multiplying SEER2 value by 11.7/14.3 EER2/SEER2 relationship of the Southwest Region.

## CBDATA (hidden)
Cost Benefit Data
Electric and Gas Avoided Cost
Based on KCP&L data provided on 8/24/19 by Chris DeLaTorre
Equation
Electricity Losses | 0 |  |  | ((1+ELOSS)*PEAKTD*(1+CAPRESERVE)*((KWH*NPVAEC)+(KW*NPVACCTD)))/PROJCOST
Electricity Discount Rate | 7.06% |  |  | KCP&L confimred that line losses, capacity reserve margins, and peak T&D adjustments are all incldued in the NPV values. (email 9/20/18)
Peak T&D Adj Factor | 1
Year | Year Number | Capacity Reserve Margin | Avoided Capacity Cost $/kW | Avoided T&D $/kW | NPV AEC $/kWh | NPV ACC $/kW
2023 | 1 |  |  |  | 0.020558 | 72.3709
2024 | 2 |  |  |  | 0.041352 | 132.4113
2025 | 3 |  |  |  | 0.062238 | 189.8002
2026 | 4 |  |  |  | 0.083886 | 244.2225
2027 | 5 |  |  |  | 0.10649 | 296.3268
2028 | 6 |  |  |  | 0.12977 | 346.2118
2029 | 7 |  |  |  | 0.15673 | 393.972
2030 | 8 |  |  |  | 0.19075 | 447.904
2031 | 9 |  |  |  | 0.22164 | 512.6332
2032 | 10 |  |  |  | 0.25033 | 574.6053
2033 | 11 |  |  |  | 0.27778 | 642.3396
2034 | 12 |  |  |  | 0.30487 | 707.1889
2035 | 13 |  |  |  | 0.3311 | 769.2761
2036 | 14 |  |  |  | 0.35569 | 846.6253
2037 | 15 |  |  |  | 0.37924 | 920.68
2038 | 16 |  |  |  | 0.40187 | 991.5805
2039 | 17 |  |  |  | 0.42377 | 1059.4611
2040 | 18 |  |  |  | 0.44336 | 1124.4505
2041 | 19 |  |  |  | 0.46212 | 1186.6718
2042 | 20 |  |  |  | 0.48008 | 1246.2429
2043 | 21 |  |  |  | 0.49727 | 1303.2767
2044 | 22 |  |  |  | 0.51373 | 1357.8813
2045 | 23 |  |  |  | 0.52949 | 1410.1601
2046 | 24 |  |  |  | 0.54457 | 1460.2122
2047 | 25 |  |  |  | 0.55902 | 1508.1324
Input Data for Program Years 2024-2027
Utility Discount Rate | EKM | 7.06%
| EKC | 7.07%
Utility | EKM
Utility Discount Rate | 0.0706
Utility Escalation Rate | 0.025
Societal Discount Rate | 0.03
Environmental Adder ($/kWh) | 0 | Mercury emissions plus potential future carbon tax | [6 empty] | Net Present Value of Avoided Costs per kWh and kW for expected measure lives
[10 empty] | Total Utility Avoided Costs |  | Total Societal Avoided Costs
|  |  | EKC | EKM |  |  | kWh escalator | kW escalator | Measure Life | $/kWh | $/kW-yr | $/kWh | $/kW-yr
| Avoided Costs | [7 empty] | 1 | 0.020558 | 72.3709 | 0.020558 | 72.3709
|  | Utility Avoided Costs |  |  | Societal Avoided Costs |  | 108.3% | 104.4% | 2 | 0.041352 | 132.4113 | 0.042171 | 134.7779
Year | Measure Life | $/kWh | $/kW-yr | $/kW-yr | $/kWh | $/kW-yr | 107.5% | 120% | 3 | 0.062238 | 189.8002 | 0.064737 | 196.7803
2023 | 1 | 0.020558 | 63.5521 | 72.3709 | 0.020558 | 72.3709 | 111% | 101.9% | 4 | 0.083886 | 244.2225 | 0.089047 | 257.8952
2024 | 2 | 0.022261 | 66.3404 | 64.2793 | 0.022261 | 64.2793 | 111.8% | 145.4% | 5 | 0.10649 | 296.3268 | 0.11543 | 318.7133
2025 | 3 | 0.023939 | 79.6102 | 65.7783 | 0.023939 | 65.7783 | 110.3% | 102.5% | 6 | 0.12977 | 346.2118 | 0.14368 | 379.2362
2026 | 4 | 0.026564 | 81.1236 | 66.7818 | 0.026564 | 66.7818 | 124% | 102.5% | 7 | 0.15673 | 393.972 | 0.17768 | 439.4654
2027 | 5 | 0.029693 | 117.9574 | 68.4514 | 0.029693 | 68.4514 | 135.1% | 102.5% | 8 | 0.19075 | 447.904 | 0.22227 | 510.1585
2028 | 6 | 0.03275 | 120.9063 | 70.1627 | 0.03275 | 70.1627 | 97.19% | 132.7% | 9 | 0.22164 | 512.6332 | 0.26435 | 598.3485
2029 | 7 | 0.040597 | 123.929 | 71.9167 | 0.040597 | 71.9167 | 99.46% | 102.5% | 10 | 0.25033 | 574.6053 | 0.30499 | 686.1105
2030 | 8 | 0.054845 | 127.0272 | 86.9436 | 0.054845 | 86.9436 | 102.4% | 102.5% | 11 | 0.27778 | 642.3396 | 0.34539 | 785.8137
2031 | 9 | 0.053305 | 168.6219 | 111.7166 | 0.053305 | 111.7166 | 105.6% | 102.5% | 12 | 0.30487 | 707.1889 | 0.38683 | 885.0328
2032 | 10 | 0.053019 | 172.8374 | 114.5095 | 0.053019 | 114.5095 | 103.7% | 102.5% | 13 | 0.3311 | 769.2761 | 0.42854 | 983.7703
2033 | 11 | 0.054299 | 177.1584 | 133.9927 | 0.054299 | 133.9927 | 100.4% | 102.5% | 14 | 0.35569 | 846.6253 | 0.46919 | 1111.6278
2034 | 12 | 0.057365 | 181.5873 | 137.3425 | 0.057365 | 137.3425 | 102.6% | 102.5% | 15 | 0.37924 | 920.68 | 0.50966 | 1238.8646
2035 | 13 | 0.059471 | 186.127 | 140.7761 | 0.059471 | 140.7761 | 102.8% | 102.5% | 16 | 0.40187 | 991.5805 | 0.55007 | 1365.4838
2036 | 14 | 0.059689 | 190.7802 | 187.763 | 0.059689 | 187.763 | 103.7% | 102.5% | 17 | 0.42377 | 1059.4611 | 0.59073 | 1491.4883
2037 | 15 | 0.061222 | 195.5497 | 192.4571 | 0.061222 | 192.4571 | 95.74% | 102.5% | 18 | 0.44336 | 1124.4505 | 0.62853 | 1616.8811
2038 | 16 | 0.06295 | 200.4384 | 197.2685 | 0.06295 | 197.2685 | 102.5% | 102.5% | 19 | 0.46212 | 1186.6718 | 0.66614 | 1741.6653
2039 | 17 | 0.065253 | 205.4494 | 202.2002 | 0.065253 | 202.2002 | 102.5% | 102.5% | 20 | 0.48008 | 1246.2429 | 0.70357 | 1865.8436
2040 | 18 | 0.062473 | 210.5856 | 207.2553 | 0.062473 | 207.2553 | 102.5% | 102.5% | 21 | 0.49727 | 1303.2767 | 0.74082 | 1989.4192
2041 | 19 | 0.064035 | 215.8503 | 212.4366 | 0.064035 | 212.4366 | 102.5% | 102.5% | 22 | 0.51373 | 1357.8813 | 0.77789 | 2112.3949
2042 | 20 | 0.065636 | 221.2465 | 217.7476 | 0.065636 | 217.7476 | 102.5% | 102.5% | 23 | 0.52949 | 1410.1601 | 0.81478 | 2234.7736
2043 | 21 | 0.067277 | 226.7777 | 223.1912 | 0.067277 | 223.1912 | 102.5% | 102.5% | 24 | 0.54457 | 1460.2122 | 0.85149 | 2356.5583
2044 | 22 | 0.068959 | 232.4471 | 228.771 | 0.068959 | 228.771 | 102.5% | 102.5% | 25 | 0.55902 | 1508.1324 | 0.88802 | 2477.7518
2045 | 23 | 0.070683 | 238.2583 | 234.4903 | 0.070683 | 234.4903
2046 | 24 | 0.07245 | 244.2148 | 240.3526 | 0.07245 | 240.3526
2047 | 25 | 0.074261 | 250.3201 | 246.3614 | 0.074261 | 246.3614
| NPV | 0.55902 | 1797.2854 |  | 0.88802 | 2477.7518

## TEMPLATE (hidden)
Version | v1.1.4 |  |  |  |  | kWh Status | 0
Program | Evergy KS |  |  |  |  | Incentive Status | ---
Application Type | General App |  |  |  |  | Project Status | Enter Measures
Transfer ID | Evergy |  |  |  |  | Progress Status | 0
Expiration Date | 4565700% |  |  |  |  | Bonus Active
Expiration Status
Menu Designation | Menu Name |  |  |  |  | Equipment Input | Measure Count | Total kWh | Total kW | Total Cost | Incentive | Incentivized kWh | Incentivized kW | Incentivized Cost | Benefits | Incentive Override | Reporting Methodology
MAIN1 | [5 empty] | Equipment Type
M1S1 | Welcome |  |  |  |  | Lighting | 0 | 0 | 0 | 0 | 0 | 0 | 0 | 0 | 0 | 0 | Deemed
M1S2 | Instructions |  |  |  |  | Lighting Controls | 0 | 0 | 0 | 0 | 0 | 0 | 0 | 0 | 0 | 0 | Deemed
M1S3 | Contact |  |  |  |  | Refrigeration | 0 | 0 | 0 | 0 | 0 | 0 | 0 | 0 | 0 | 0 | Deemed
M1S4 | [5 empty] | HVAC
M1S5 | [5 empty] | Compressed Air / Process | 0 | 0 | 0 | 0 | 0 | 0 | 0 | 0 | 0 | 0 | Deemed
M1S6 | [5 empty] | Water Heating / Food Services | 0 | 0 | 0 | 0 | 0 | 0 | 0 | 0 | 0 | 0 | Deemed
M1S7 | [5 empty] | Motors and Drives | 0 | 0 | 0 | 0 | 0 | 0 | 0 | 0 | 0 | 0 | Deemed
M1S8 | [5 empty] | 0
MAIN2 | [5 empty] | Lighting | 0 | 0 | 0 | 0 | 0 | 0 | 0 | 0 | 0 | 0 | Calculated
M2S1 | Terms & Conditions |  |  |  |  | Lighting Controls | 0 | 0 | 0 | 0 | 0 | 0 | 0 | 0 | 0 | 0 | Calculated
M2S2 | Trade Ally / Contractor Information |  |  |  |  | Refrigeration | 0 | 0 | 0 | 0 | 0 | 0 | 0 | 0 | 0 | 0 | Calculated
M2S3 | Customer Information |  |  |  |  | HVAC | 0 | 0 | 0 | 0 | 0 | 0 | 0 | 0 | 0 | 0 | Calculated
M2S4 | Building Information |  |  |  |  | Compressed Air / Process | 0 | 0 | 0 | 0 | 0 | 0 | 0 | 0 | 0 | 0 | Calculated
M2S5 | [5 empty] | Water Heating / Food Services | 0 | 0 | 0 | 0 | 0 | 0 | 0 | 0 | 0 | 0 | Calculated
M2S6 | [5 empty] | Motors and Drives | 0 | 0 | 0 | 0 | 0 | 0 | 0 | 0 | 0 | 0 | Calculated
M2S7 | [5 empty] | Miscellaneous | 0 | 0 | 0 | 0 | 0 | 0 | 0 | 0 | 0 | 0 | Calculated
M2S8 | [5 empty] | Miscellaneous - Peak Shift | 0 | 0 | 0 | 0 | 0 | 0 | 0 | 0 | 0 | 0 | Calculated
MAIN3 | Equipment Input |  |  |  |  | Miscellaneous - Transformers | 0 | 0 | 0 | 0 | 0 | 0 | 0 | 0 | 0 | 0 | Calculated | CB Ratio | Payback
M3S1 | Equipment Type |  |  |  |  | Total Prescriptive Electric | 0 | 0 | 0 | 0 | 0 | 0 | 0 | 0 | 0 | 0 |  | NA | NA
M3S2 | Lighting |  |  |  |  | Total Custom Electric | 0 | 0 | 0 | 0 | 0 | 0 | 0 | 0 | 0 | 0 |  | NA | NA
M3S3 | Lighting Controls |  |  |  |  | Total ALL | 0 | 0 | 0 | 0 | 0 | 0 | 0 | 0 | 0 | 0 |  | NA | NA
M3S4 | Refrigeration
M3S5 | HVAC |  |  |  |  | Total Custom Pre-Approval | 0
M3S6 | Compressed Air / Process
M3S7 | Water Heating / Food Services
M3S8 | Motors and Drives
MAIN4
M4S1
M4S2 | Lighting
M4S3 | Lighting Controls
M4S4 | Refrigeration
M4S5 | HVAC
M4S6 | Compressed Air / Process
M4S7 | Water Heating / Food Services
M4S8 | Motors and Drives
M4S9 | Miscellaneous
M4S10 | Lighting
M4S13 | HVAC
MAIN5 | Project Review & Summary
M5S1 | Payment
M5S2 | Project Review
M5S3 | Project Summary
M5S4 | Offer Form
M5S5 | Completion Form
M5S6 | Inspection Form
M5S7 | Summary Form
M5S8
MAIN6
M6S1
M6S2
M6S3
M6S4
M6S5
M6S6
M6S7
M6S8
MAIN7
M7S1
M7S2
M7S3
M7S4
M7S5
M7S6
M7S7
M7S8
|  | Total | Required | % Complete
Variable Name | Terms & Conditions | 0 | 3 | 0% | COMPTERMS
M02S01F01 | Electronic Signature (Account Owner or Authorized Representative)* | 0 | 1
M02S01F02 | Signatory Title* | 0 | 1
M02S01F03 | Date Signed* | 0 | 1
|  | Total | Required | % Complete
Variable Name | Trade Ally / Contractor Information | 0 | 12 | 0% | COMPTA
M02S02F01 | Is there a Trade Ally (TA) or contractor involved with this project?* | 0 | 1
M02S02F02 | TA / Contractor Company* | 0 | 1
M02S02F03 | Mailing Address* | 0 | 1
M02S02F04 | City* | 0 | 1
M02S02F05 | State* | 0 | 1
M02S02F06 | Zip Code* | 0 | 1
M02S02F07 | Contact First Name* | 0 | 1
M02S02F08 | Last Name* | 0 | 1
M02S02F09 | Title* | 0 | 1
M02S02F10 | Primary Phone* | 0 | 1
M02S02F11 | Email* | 0 | 1
M02S02F12 | Who will install/installed the equipment for this project?* | 0 | 1
M02S02F13 | Contact First Name | 0 | 0
M02S02F14 | Last Name | 0 | 0
M02S02F15 | Title | 0 | 0
M02S02F16 | Primary Phone | 0 | 0
M02S02F17 | Email | 0 | 0
|  | Total | Required | % Complete
Variable Name | Customer Information | 0 | 10 | 0% | COMPCUSTOMER
M02S03F01 | Legal Company Name* | 0 | 1
M02S03F02 | Company Address* | 0 | 1
M02S03F03 | City* | 0 | 1
M02S03F04 | State* | 0 | 1
M02S03F05 | Zip Code* | 0 | 1
M02S03F06 | Contact First Name* | 0 | 1
M02S03F07 | Last Name* | 0 | 1
M02S03F08 | Title* | 0 | 1
M02S03F09 | Primary Phone* | 0 | 1
M02S03F10 | Email* | 0 | 1
|  | Total | Required | % Complete
Variable Name | Building Information | 0 | 20 | 0% | COMPBUILD
M02S04F01 | Is the Site address the same as the Company address? | 0 | 0
M02S04F02 | 0 | 0 | 0
M02S04F03 | Account Number 1* | 0 | 1
M02S04F04 | Account Number 2 | 0 | 0
M02S04F05 | Utility Rate Code* | 0 | 1
M02S04F06 | Utility Electric Rate* ($/kWh) | 0 | 1
M02S04F07 | Site Name* | 0 | 1
M02S04F08 | Site Address* | 0 | 1
M02S04F09 | City* | 0 | 1
M02S04F10 | State | 1 | 0
M02S04F11 | Zip Code* | 0 | 1
M02S04F12 | Contact First Name* | 0 | 1
M02S04F13 | Last Name* | 0 | 1
M02S04F14 | Title* | 0 | 1
M02S04F15 | Primary Phone* | 0 | 1
M02S04F16 | Email* | 0 | 1
M02S04F17 | Project Type | 0 | 0
M02S04F18 | Project Name / ID* | 0 | 1
M02S04F19 | Building Type* | 0 | 1
M02S04F20 | Annual Operating Hours* | 0 | 1
M02S04F21 | Square Footage* | 0 | 1
M02S04F22 | Space Conditioning Type* | 0 | 1
M02S04F23 | Project Description* | 0 | 1
M02S04F24 | Evergy Contact* | 0 | 1
M02S04F25 | How did you hear about the Program?* | 0 | 1
|  | Total | Required | % Complete
Variable Name | Measure Data | 0 | 1 | 0% | COMPMEASURE
M03S01-M03S05 | Total Prescriptive Electric | 0 | 0
M04S01-M04S02 | Total Custom Electric | 0 | 0
|  | Total | Required | % Complete
Variable Name | Payment | 0 | 14 | 0% | COMPPAY
M05S01F01 | Payment Type* | 0 | 1
M05S01F02 | Payee Company Name" | 0 | 0
M05S01F03 | Mailing Address* | 0 | 1
M05S01F04 | City* | 0 | 1
M05S01F05 | State* | 0 | 1
M05S01F06 | Zip Code* | 0 | 1
M05S01F07 | Payee First Name* | 0 | 1
M05S01F08 | Payee Last Name* | 0 | 1
M05S01F09 | Phone Number* | 0 | 1
M05S01F10 | Email* | 0 | 1
M05S01F11 | Tax Entity* | 0 | 1
M05S01F12 | Federal Tax ID Number* | 0 | 1
M05S01F13 | Federal Tax ID Number* | 0 | 1
M05S01F14 | Bill Credit Account* | 0 | 1 |  |  | OR(AND(MEASTOTALCUSE = 0, INCENTOTAL < INCPREAPPROVAL), ACTIVECOMPL = "Yes")
M05S01TB1 | Payment Agreement Checkbox* | FALSE | 1
|  | Total | Required | % Complete
Variable Name | Project Review | 0 | 2 | 0% | COMPSUMMARY
M05S02F01 | Invoice Date* | 0 | 1
M05S02F02 | Installed Date* | 0 | 1

## MEASURES1_M (hidden)
TRM Column: | =INDEX('[Measure Number Development (1).xlsx]Measure Numbers (Dynamic)'!$H:$H, MATCH(STDLIGHT[@[TRM Measure Name]], '[Measure Number Development (1).xlsx]Measure Numbers (Dynamic)'!$I:$I, 0)) |  | Primary Key | Measure Name | Program |  | Unit Definition |  |  |  | Incremental Measure Cost ($/Unit) | Electric Energy Savings (Annual kWh/unit) | Coincident Peak Demand Savings (kW/unit) | Measure Life (Years) | Measure Definition | Measure Efficiency Value | Baseline Definition | Baseline Efficiency Value | Effective Start Date |  |  | Sort A-Z
| Measure Number | Measure Name | Primary Key | TRM Measure Name | Program | End Use | Current Unit | BESP Incentive | SBNP Incentive | Bonus Incentive | Incremental Measure Cost ($/Unit) | Electric Energy Savings (Annual kWh/unit) | Coincident Peak Demand Savings (kW/unit) | Measure Life (Years) | Efficient Definition | Measure Efficiency Value | Baseline Definition | Baseline Efficiency Value | Effective Start Date | Order | Reporting Methodology | Eff Category 1 | Ineff Dropdown 1 | Ineff Dropdown 2 | Baseline Min Wattage | Baseline Max Wattage | Eff Min Wattage | Eff Max Wattage | Column1 | Column2 | Column3
11#115001 | 112115001 | Exterior LED replacing ≤210W | 49 | Exterior LED Replacing HID or Fluorescent Fixture <210W | Standard | Ext Lighting w/o Peak | Fixture | 55 | 85 |  | 116.2883 | 388.9585 | 0.0037111 | 12 | Exterior LED Fixture |  | HID or Fluorescent Fixture <210W |  |  | 1 | Deemed | Exterior Dusk-to-Dawn LEDs | HID_T12_T8_T5_T5HO | Ext ≤210 | 1 | 210 | 1 | 9999
11#115003 | 112115003 | Exterior LED replacing 211-300W | 51 | Exterior LED Replacing HID or Fluorescent Fixture 211-300W | Standard | Ext Lighting w/o Peak | Fixture | 80 | 120 |  | 131.1307 | 438.603 | 0.0041899 | 12 | Exterior LED Fixture |  | HID or Fluorescent Fixture 211-300W |  |  | 2 | Deemed | Exterior Dusk-to-Dawn LEDs | HID_T12_T8_T5HO | Ext 211-300 | 176 | 300 | 1 | 9999
11#115004 | 112115004 | Exterior LED replacing 301-500W | 52 | Exterior LED Replacing HID or Fluorescent Fixture 301-500W | Standard | Ext Lighting w/o Peak | Fixture | 105 | 160 |  | 174.0532 | 582.169 | 0.0055366 | 12 | Exterior LED Fixture |  | HID or Fluorescent Fixture 301-500W |  |  | 3 | Deemed | Exterior Dusk-to-Dawn LEDs | HID_T12_T5HO | Ext 301-500 | 251 | 500 | 1 | 9999
11#115002 | 112115002 | Exterior LED replacing >500W | 50 | Exterior LED Replacing HID or Fluorescent Fixture >500W | Standard | Ext Lighting w/o Peak | Fixture | 270 | 410 |  | 838.5278 | 2804.6885 | 0.026726 | 12 | Exterior LED Fixture |  | HID or Fluorescent Fixture >500W |  |  | 4 | Deemed | Exterior Dusk-to-Dawn LEDs | HID_T12 | Ext >500 | 400 | 9999 | 1 | 9999
11#116006 | 112116006 | LED Fixture Replacing 2' ¦ 1 to 4 Lamps | 79 | Interior T12/T8/T5/T5HO 2' 1-4 Lamp OR Ubend 1-2 Lamp Fixture Replaced by LED Fixture | Standard | Interior Lighting | Fixture | 15 | 22.5 |  | 152.4508 | 112.1979 | 0.10642 | 12 | LED Fixture |  | Interior T12/T8/T5/T5HO 2' 1-4 Lamp Fixture |  |  | 5 | Deemed | LED Fixtures Replacing Fluor | T12_T8_T5_T5HO | Retrofit_2ft | 1 | 9999 | 1 | 9999
11#116006 | 112116006 | LED Fixture Replacing U-bend ¦ 1 to 2 Lamps | 79 | Interior T12/T8/T5/T5HO 2' 1-4 Lamp OR Ubend 1-2 Lamp Fixture Replaced by LED Fixture | Standard | Interior Lighting | Fixture | 15 | 22.5 |  | 152.4508 | 112.1979 | 0.10642 | 12 | LED Fixture |  | Interior T12/T8/T5/T5HO Ubend 1-2 Lamp Fixture |  |  | 6 | Deemed | LED Fixtures Replacing Fluor | T12_T8 | Retrofit_2U | 1 | 9999 | 1 | 9999
11#116003 | 112116003 | LED Fixture Replacing 4' T12/T8 ¦ 1 to 2 Lamps | 77 | Interior T12/T8 4' 1-2 Lamp Fixture Replaced by LED Fixture | Standard | Interior Lighting | Fixture | 30 | 45 |  | 121.3031 | 89.2744 | 0.084681 | 12 | LED Fixture |  | Interior T12/T8 4' 1-2 Lamp Fixture |  |  | 7 | Deemed | LED Fixtures Replacing Fluor | T12_T8 | Retrofit_4ft_1x4 | 1 | 9999 | 1 | 9999
11#116010 | 112116010 | LED Fixture Replacing 4' T12/T8 ¦ 3 to 6 Lamps | 81 | Interior T12/T8 4' 3-6 Lamp Fixture Replaced by LED Fixture | Standard | Interior Lighting | Fixture | 55 | 85 |  | 176.2461 | 129.7102 | 0.12304 | 12 | LED Fixture |  | Interior T12/T8 4' 3-6 Lamp Fixture |  |  | 8 | Deemed | LED Fixtures Replacing Fluor | T12_T8 | Retrofit_4ft_2x4 | 1 | 9999 | 1 | 9999
11#116004 | 112116004 | LED Fixture Replacing 4' T5/T5HO ¦ 1 to 2 Lamps | 77 | Interior T5/T5HO 4' 1-2 Lamp Fixture Replaced by LED Fixture | Standard | Interior Lighting | Fixture | 40 | 60 |  | 121.3031 | 89.2744 | 0.084681 | 12 | LED Fixture |  | Interior T5/T5HO 4' 1-2 Lamp Fixture |  |  | 9 | Deemed | LED Fixtures Replacing Fluor | T5_T5HO | Retrofit_4ft_1x4 | 1 | 9999 | 1 | 9999
11#116012 | 112116012 | LED Fixture Replacing 4' T5/T5HO ¦ 3 to 6 Lamps | 81 | Interior T5/T5HO 4' 3-6 Lamp Fixture Replaced by LED Fixture | Standard | Interior Lighting | Fixture | 80 | 120 |  | 176.2461 | 129.7102 | 0.12304 | 12 | LED Fixture |  | Interior T5/T5HO 4' 3-6 Lamp Fixture |  |  | 10 | Deemed | LED Fixtures Replacing Fluor | T5_T5HO | Retrofit_4ft_2x4 | 1 | 9999 | 1 | 9999
11#116011 | 112116011 | LED Fixture Replacing 8' ¦ 1 to 2 Lamps | 81 | Interior T12/T8 8' 1-2 Lamp Fixture Replaced by LED Fixture | Standard | Interior Lighting | Fixture | 65 | 100 |  | 176.2461 | 129.7102 | 0.12304 | 12 | LED Fixture |  | Interior T12/T8 8' 1-2 Lamp Fixture |  |  | 11 | Deemed | LED Fixtures Replacing Fluor | T12_T8 | Retrofit_8ft | 1 | 9999 | 1 | 9999
11#116013 | 112116013 | 2ft LED Linear Lamp replacing 2ft T12, T8 or T5/T5HO Lamp | 85 | Interior LED Linear Lamp Replacing 2ft T8, T12, or T5/T5HO Lamp | Standard | Interior Lighting | per lamp | 2 | 3 |  | 6.2003 | 15.1341 | 0.010988 | 12 | 2-ft LED Linear Replacement Lamps | 9 | 17W 2-ft T8 with Electronic NBF Ballast | 15 |  | 12 | Deemed | LED Linear Lamps | T12_T8_T5_T5HO | 2ft_Lamp | 1 | 9999 | 1 | 9999
11#116014 | 112116014 | 4ft LED Linear Lamp replacing 4ft T12, T8 or T5/T5HO Lamp | 86 | Interior LED Linear Lamp Replacing 4ft T8, T12, or T5/T5HO Lamp | Standard | Interior Lighting | per lamp | 3 | 4.5 |  | 12.5997 | 30.7542 | 0.02233 | 12 | 4-ft LED Linear Replacement Lamps | 14.2 | 32W 4-ft T8 with Electronic NBF Ballast | 28.2 |  | 13 | Deemed | LED Linear Lamps | T12_T8_T5_T5HO | 4ft_Lamp | 1 | 9999 | 1 | 9999
11#116005 | 112116005 | LED Retrofit Kit Replacing 2' ¦ 1 to 4 Lamps | 78 | Interior T12/T8/T5/T5HO 2' 1-4 Lamp OR Ubend 1-2 Lamp Fixture Replaced by LED Retrofit Kit | Standard | Interior Lighting | Retrofit Kit | 15 | 22.5 |  | 130.3443 | 276.963 | 0.1659 | 12 | LED Retrofit Kit |  | Interior T12/T8/T5/T5HO 2' 1-4 Lamp Fixture |  |  | 14 | Deemed | LED Retrofit Kit Replacing Fluor | T12_T8_T5_T5HO | Retrofit_2ft | 1 | 9999 | 1 | 9999
11#116005 | 112116005 | LED Retrofit Kit Replacing U-bend ¦ 1 to 2 Lamps | 78 | Interior T12/T8/T5/T5HO 2' 1-4 Lamp OR Ubend 1-2 Lamp Fixture Replaced by LED Retrofit Kit | Standard | Interior Lighting | Retrofit Kit | 15 | 22.5 |  | 130.3443 | 276.963 | 0.1659 | 12 | LED Retrofit Kit |  | Interior T12/T8/T5/T5HO Ubend 1-2 Lamp Fixture |  |  | 15 | Deemed | LED Retrofit Kit Replacing Fluor | T12_T8 | Retrofit_2U | 1 | 9999 | 1 | 9999
11#116001 | 112116001 | LED Retrofit Kit Replacing 4' T12/T8 ¦ 1 to 2 Lamps | 76 | Interior T12/T8 4' 1-2 Lamp Fixture Replaced by LED Retofit Kit | Standard | Interior Lighting | Retrofit Kit | 20 | 30 |  | 132.0036 | 280.4889 | 0.16802 | 12 | LED Retrofit Kit |  | Interior T12/T8 4' 1-2 Lamp Fixture |  |  | 16 | Deemed | LED Retrofit Kit Replacing Fluor | T12_T8 | Retrofit_4ft_1x4 | 1 | 9999 | 1 | 9999
11#116007 | 112116007 | LED Retrofit Kit Replacing 4' T12/T8 ¦ 3 to 6 Lamps | 80 | Interior T12/T8 4' 3-6 Lamp Fixture Replaced by LED Retofit Kit | Standard | Interior Lighting | Retrofit Kit | 40 | 60 |  | 167.6521 | 356.2368 | 0.21339 | 12 | LED Retrofit Kit |  | Interior T12/T8 4' 3-6 Lamp Fixture |  |  | 17 | Deemed | LED Retrofit Kit Replacing Fluor | T12_T8 | Retrofit_4ft_2x4 | 1 | 9999 | 1 | 9999
11#116002 | 112116002 | LED Retrofit Kit Replacing 4' T5/T5HO ¦ 1 to 2 Lamps | 76 | Interior T5/T5HO 4' 1-2 Lamp Fixture Replaced by LED Retrofit Kit | Standard | Interior Lighting | Retrofit Kit | 20 | 30 |  | 132.0036 | 280.4889 | 0.16802 | 12 | LED Retrofit Kit |  | Interior T5/T5HO 4' 1-2 Lamp Fixture |  |  | 18 | Deemed | LED Retrofit Kit Replacing Fluor | T5_T5HO | Retrofit_4ft_1x4 | 1 | 9999 | 1 | 9999
11#116009 | 112116009 | LED Retrofit Kit Replacing 4' T5/T5HO ¦ 3 to 6 Lamps | 80 | Interior T5/T5HO 4' 3-6 Lamp Fixture Replaced by LED Retrofit Kit | Standard | Interior Lighting | Retrofit Kit | 70 | 105 |  | 167.6521 | 356.2368 | 0.21339 | 12 | LED Retrofit Kit |  | Interior T5/T5HO 4' 3-6 Lamp Fixture |  |  | 19 | Deemed | LED Retrofit Kit Replacing Fluor | T5_T5HO | Retrofit_4ft_2x4 | 1 | 9999 | 1 | 9999
11#116008 | 112116008 | LED Retrofit Kit Replacing 8' ¦ 1 to 2 Lamps | 80 | Interior T12/T8 8' 1-2 Lamp Fixture Replaced by LED Retofit Kit | Standard | Interior Lighting | Retrofit Kit | 45 | 70 |  | 167.6521 | 356.2368 | 0.21339 | 12 | LED Retrofit Kit |  | Interior T12/T8 8' 1-2 Lamp Fixture |  |  | 20 | Deemed | LED Retrofit Kit Replacing Fluor | T12_T8 | Retrofit_8ft | 1 | 9999 | 1 | 9999
11#116020 | 112116020 | Interior LED Lamp/Retrofit Kit repl. 150-300W HID | 100 | Interior LED Retrofit Kit/Lamp Replacing 150-300W HID Fixture | Standard | Interior Lighting | Fixture | 25 | 38 |  | 54.74 | 378.5215 | 0.13947 | 11 | LED Retrofit Kit/Lamp |  | 150-300W HID Fixture |  |  | 21 | Deemed | LEDs Replacing HID | HID | HID 150-350 | 150 | 350 | 1 | 9999
11#116022 | 112116022 | Interior LED Lamp/Retrofit Kit repl. 301-500W HID | 103 | Interior LED Retrofit Kit/Lamp Replacing 301-500W HID Fixture | Standard | Interior Lighting | Fixture | 60 | 90 |  | 150 | 621.5114 | 0.23547 | 11 | LED Retrofit Kit/Lamp |  | 301-500W HID Fixture |  |  | 22 | Deemed | LEDs Replacing HID | HID | HID 351-500 | 301 | 500 | 1 | 9999
11#116018 | 112116018 | Interior LED Lamp/Retrofit Kit repl. 501-850W HID | 98 | Interior LED Retrofit Kit/Lamp Replacing 501-850W HID Fixture | Standard | Interior Lighting | Fixture | 120 | 180 |  | 225.2636 | 1089.4079 | 0.80762 | 11 | LED Retrofit Kit/Lamp |  | 501-850W HID Fixture |  |  | 23 | Deemed | LEDs Replacing HID | HID | HID 501-850 | 451 | 850 | 1 | 9999
11#116017 | 112116017 | Interior LED Lamp/Retrofit Kit repl. >850W HID | 97 | Interior LED Retrofit Kit/Lamp Replacing >850W HID Fixture | Standard | Interior Lighting | Fixture | 200 | 300 |  | 324.7364 | 1570.4731 | 1.1642 | 11 | LED Retrofit Kit/Lamp |  | >850W HID Fixture |  |  | 24 | Deemed | LEDs Replacing HID | HID | HID >850 | 750 | 9999 | 1 | 9999
11#116019 | 112116019 | Interior LED Fixture repl. 150-300W HID | 99 | Interior LED Fixture Replacing 150-300W HID Fixture | Standard | Interior Lighting | Fixture | 35 | 55 |  | 75 | 275.3896 | 0.086362 | 11 | LED Fixture |  | 150-300W HID Fixture |  |  | 25 | Deemed | LEDs Replacing HID | HID | HID 150-350 | 150 | 350 | 1 | 9999
11#116021 | 112116021 | Interior LED Fixture repl. 301-500W HID | 102 | Interior LED Fixture Replacing 301-500W HID Fixture | Standard | Interior Lighting | Fixture | 100 | 150 |  | 300 | 650.0348 | 0.17605 | 11 | LED Fixture |  | 301-500W HID Fixture |  |  | 26 | Deemed | LEDs Replacing HID | HID | HID 351-500 | 301 | 500 | 1 | 9999
11#116016 | 112116016 | Interior LED Fixture repl. 501-850W HID | 96 | Interior LED Fixture Replacing 501-850W HID Fixture | Standard | Interior Lighting | Fixture | 140 | 210 |  | 385.1232 | 1062.7996 | 0.66659 | 11 | LED Fixture |  | 501-850W HID Fixture |  |  | 27 | Deemed | LEDs Replacing HID | HID | HID 501-850 | 451 | 850 | 1 | 9999
11#116015 | 112116015 | Interior LED Fixture repl. >850W HID | 95 | Interior LED Fixture Replacing >850W HID Fixture | Standard | Interior Lighting | Fixture | 230 | 350 |  | 769.8768 | 2124.5795 | 1.3325 | 11 | LED Fixture |  | >850W HID Fixture |  |  | 28 | Deemed | LEDs Replacing HID | HID | HID >850 | 750 | 9999 | 1 | 9999
11#117001 | 112117001 | 2ft LED Linear Lamp replacing 2ft T12, T8 or T5/T5HO Lamp | 121 | Parking Garage LED Linear Lamp Replacing 2ft T8, T12, or T5/T5HO Lamp | Standard | Ext Lighting w/ Peak | per lamp | 3 | 4.5 |  | 6.16 | 47.0461 | 9.1781e-05 | 6 | 2-ft LED Linear Replacement Lamps | 10 | 17W 2-ft T8 with Electronic NBF Ballast | 17 |  | 29 | Deemed | Parking Garage LEDs | T12_T8_T5_T5HO | 2ft_Lamp | 1 | 9999 | 1 | 9999
11#117002 | 112117002 | 4ft LED Linear Lamp replacing 4ft T12, T8 or T5/T5HO Lamp | 121 | Parking Garage LED Linear Lamp Replacing 4ft T8, T12, or T5/T5HO Lamp | Standard | Ext Lighting w/ Peak | per lamp | 5 | 7.5 |  | 6.16 | 47.0461 | 9.1781e-05 | 6 | 4-ft LED Linear Replacement Lamps | 18 | 32W 4-ft T8 with Electronic NBF Ballast | 28.2 |  | 30 | Deemed | Parking Garage LEDs | T12_T8_T5_T5HO | 4ft_Lamp | 1 | 9999 | 1 | 9999
11#117003 | 112117003 | 8ft LED Linear Lamp replacing 8ft T12 or T8 Lamp | 121 | Parking Garage LED Linear Lamp Replacing 8ft T8 or T12 Lamp | Standard | Ext Lighting w/ Peak | per lamp | 7 | 10.5 |  | 6.16 | 47.0461 | 9.1781e-05 | 6 | 8-ft LED Linear Replacement Lamps | 37.4 | 96", T-8 lamp, Instant Start Ballast, NLO | 59.5 |  | 31 | Deemed | Parking Garage LEDs | T12_T8 | 8ft_Lamp | 1 | 9999 | 1 | 9999
11#116025 | 112116025 | Remove 4ft Lamp from T12 or T8 system | 137 | Remove 4ft Lamp from T8 or T12 system | Standard | Interior Lighting | per lamp | 6 | 9 |  | 41 | 120.658 | 0.031422 | 11 | Remove T8 |  | T8 4 ft (watts) | 25.1 |  | 32 | Deemed | Permanent Lamp Removal | T12_T8 | 4ft_Lamp | 1 | 9999 | 0 | 0
11#116026 | 112116026 | Remove 8ft Lamp from T12 or T8 System | 138 | Remove 8ft Lamp from T8 or T12 System | Standard | Interior Lighting | per lamp | 8 | 12 |  | 41 | 120.658 | 0.031422 | 11 | Remove T8 |  | T8 8 ft (watts) | 47.3 |  | 33 | Deemed | Permanent Lamp Removal | T12_T8 | 8ft_Lamp | 1 | 9999 | 0 | 0
| Measure Number | Measure Name | Primary Key | TRM Measure Name | Program | End Use | Current Unit | BESP Incentive | SBNP Incentive | Bonus Incentive | Incremental Measure Cost ($/Unit) | Electric Energy Savings (Annual kWh/unit) | Coincident Peak Demand Savings (kW/unit) | Measure Life (Years) | Efficient Definition | Measure Efficiency Value | Baseline Definition | Baseline Efficiency Value | Effective Start Date | Order | Reporting Methodology | Eff Category 1 | Ineff Dropdown 1 | Ineff Dropdown 2 | Baseline Min Wattage | Baseline Max Wattage | Eff Min Wattage | Eff Max Wattage | Column1 | Column2 | Column3
11#316001 | 112316001 | LED Lamp ≤9W Replacing CFL | 16 | LED ≤ 9 Watt Lamp Replacing CFL Lamp | Custom Lite | Interior Lighting | per lamp | 6 | 9 |  | 0 | 13.5872 | 0.0036 | 11 | LED replacing CFL Lamp | 9 | 13W CFL Lamp | 13 |  | 1 | Calculated | LED Lamps Replacing CFL | CFL | CFL | 1 | 9999 | 1 | 9
11#316002 | 112316002 | LED Lamp 10-15W Replacing CFL | 16 | LED 10 - 15 Watt Lamp Replacing CFL Lamp | Custom Lite | Interior Lighting | per lamp | 8 | 12 |  | 0 | 30.5712 | 0.0082 | 11 | LED replacing CFL Lamp | 12 | 21W CFL Lamp | 21 |  | 2 | Calculated | LED Lamps Replacing CFL | CFL | CFL | 10 | 9999 | 10 | 15
11#316003 | 112316003 | LED Lamp ≥16W Replacing CFL | 16 | LED ≥ 16 Watt Lamp Replacing CFL Lamp | Custom Lite | Interior Lighting | per lamp | 10 | 15 |  | 0 | 33.968 | 0.0091 | 11 | LED replacing CFL Lamp | 16 | 26W CFL Lamp | 26 |  | 3 | Calculated | LED Lamps Replacing CFL | CFL | CFL | 16 | 9999 | 16 | 9999
11#317002 | 112317002 | 8ft LED Linear Lamp replacing 8ft T12 or T8 Lamp | 16 | Interior LED Linear Lamp Replacing 8ft T8 or T12 Lamp | Custom Lite | Interior Lighting | per lamp | 8 | 12 |  | #N/A | 93.6234 | 0.021 | 14 | 8' LED Lamp | 36.3 | 96", T-8 lamp, Instant Start Ballast, NLO | 59.5 |  | 7 | Calculated | LED Linear Lamps | T12_T8 | 8ft_Lamp | 1 | 9999 | 1 | 9999
11#317001 | 112317001 | Parking Non-Linear LED replacing ≤130W | 16 | Parking Garage LED Fixture or Screw-Base LED Lamp Replacing HID or Fluorescent Fixture ≤130W | Custom Lite | Ext Lighting w/ Peak | Fixture | 70 | 105 |  | #N/A | 585.1229 | 0.0667 | 6 | LED Parking Garage Fixture or Screw-Base LED Lamp (no LED Linear tubes) |  | HID or Fluorescent Fixture ≤130W |  |  | 4 | Calculated | Parking Garage LEDs | HID_T12_T8_T5_T5HO | PG <=130 | 1 | 130 | 1 | 9999
11#317003 | 112317003 | Parking Non-Linear LED replacing 131-210W | 16 | Parking Garage LED Fixture or Screw-Base LED Lamp Replacing HID or Fluorescent Fixture 131-210W | Custom Lite | Ext Lighting w/ Peak | Fixture | 90 | 135 |  | #N/A | 715.6602 | 0.0816 | 6 | LED Parking Garage Fixture or Screw-Base LED Lamp (no LED Linear tubes) |  | HID or Fluorescent Fixture 131-210W |  |  | 5 | Calculated | Parking Garage LEDs | HID_T12_T8_T5HO | PG 131-210 | 101 | 210 | 1 | 9999
11#316004 | 112316004 | Parking Non-Linear LED replacing >210W | 16 | Parking Garage LED Fixture or Screw-Base LED Lamp Replacing HID or Fluorescent Fixture >210W | Custom Lite | Ext Lighting w/ Peak | Fixture | 140 | 210 |  | #N/A | 2046.861 | 0.2335 | 6 | LED Parking Garage Fixture or Screw-Base LED Lamp (no LED Linear tubes) |  | HID or Fluorescent Fixture >210W |  |  | 6 | Calculated | Parking Garage LEDs | HID_T12_T5HO | PG >210 | 175 | 9999 | 1 | 9999
11#316005 | 112316005 | Remove 4ft Lamp from T5 or T5HO system | 16 | Remove 4ft Lamp from T5 or T5HO system | Custom Lite | Interior Lighting | per lamp | 6 | 9 |  | #N/A | 166.7026 | 0.0402 | 11 | Remove T8 |  | T5 4 ft (watts) | 48.2 |  | 8 | Calculated | Permanent Lamp Removal | T5_T5HO | 4ft_Lamp | 1 | 9999 | 0 | 0
| Measure Number | Measure Name | Primary Key | TRM Measure Name | Program | End Use | Current Unit | BESP Incentive | SBNP Incentive | Bonus Incentive | Incremental Measure Cost ($/Unit) | Electric Energy Savings (Annual kWh/unit) | Coincident Peak Demand Savings (kW/unit) | Measure Life (Years) | Efficient Definition | Measure Efficiency Value | Baseline Definition | Baseline Efficiency Value | Effective Start Date | Order | Reporting Methodology | ESF | WHFe | Min Watts Controlled | Column1 | Column12 | Column13 | Column14 | Column15 | Column16 | Column17
11#118001 | 112118001 | Interior Remote or Wall-Mounted Daylight Sensor Controlling ≥ 570W | 73 | Interior Daylighting Controls Replacing No Controls | Standard | Interior Lighting Control | per sensor | 40 | 60 |  | 65 | 358.4326 | 0.33384 | 8 | Photocell Occupancy Sensor (watts controlled) | 570 | No Control |  |  | 1 | Deemed | 0.28 | 1.41 | 570
11#118002 | 112118002 | Interior Remote or Wall-Mounted Occupany Sensor Controlling ≥ 425W | 88 | Interior Occupancy or Vacancy Sensor Replacing No Controls | Standard | Interior Lighting Control | per sensor | 40 | 60 |  | 84 | 108.5023 | 0.12401 | 8 | Wall-Mount Occupancy Sensor (watts controlled) | 425 | No Control |  |  | 2 | Deemed | 0.24 | 1.41 | 425
| Measure Number | Measure Name | Primary Key | TRM Measure Name | Program | End Use | Current Unit | BESP Incentive | SBNP Incentive | Bonus Incentive | Incremental Measure Cost ($/Unit) | Electric Energy Savings (Annual kWh/unit) | Coincident Peak Demand Savings (kW/unit) | Measure Life (Years) | Efficient Definition | Measure Efficiency Value | Baseline Definition | Baseline Efficiency Value | Effective Start Date | Order | Reporting Methodology | Column1 | Column12 | Column13 | Column14 | Column15 | Column16 | Column17 | Column18 | Column19 | Column20
11#121004 | 112121004 | 3 Pan ENERGY STAR Steam Cooker | 46 | 3 Pan ENERGY STAR Steam Cooker | Standard | Food Services | per unit | 1000 | 1500 |  | 2490 | 17544.6376 | 4.0863 | 12 | SteamModeESTAR | 0 | SteamModeBase | 0.9 |  | 1 | Deemed
11#121005 | 112121005 | 4 Pan ENERGY STAR Steam Cooker | 46 | 4 Pan ENERGY STAR Steam Cooker | Standard | Food Services | per unit | 1200 | 1800 |  | 2490 | 17544.6376 | 4.0863 | 12 | SteamModeESTAR | 0 | SteamModeBase | 0.9 |  | 2 | Deemed
11#121006 | 112121006 | 5 Pan ENERGY STAR Steam Cooker | 46 | 5 Pan ENERGY STAR Steam Cooker | Standard | Food Services | per unit | 1400 | 2100 |  | 2490 | 17544.6376 | 4.0863 | 12 | SteamModeESTAR | 0 | SteamModeBase | 0.9 |  | 3 | Deemed
11#121007 | 112121007 | 6 Pan ENERGY STAR Steam Cooker | 46 | 6 Pan ENERGY STAR Steam Cooker | Standard | Food Services | per unit | 1600 | 2400 |  | 2490 | 17544.6376 | 4.0863 | 12 | SteamModeESTAR | 0 | SteamModeBase | 0.9 |  | 4 | Deemed
11#121001 | 112121001 | ENERGY STAR Hot Holding Cabinet (< 13 ft3) | 40 | ENERGY STAR Hot Holding Cabinet (0 < V <13) | Standard | Food Services | per unit | 440 | 650 |  | 745.7632 | 2100.3158 | 0.41698 | 12 | IdleRateESTAR | 150.5 | IdleRateBase | 280 |  | 5 | Deemed
11#121002 | 112121002 | ENERGY STAR Hot Holding Cabinet (13 ≤ ft3 < 28) | 41 | ENERGY STAR Hot Holding Cabinet (13 ≤ V <28) | Standard | Food Services | per unit | 460 | 700 |  | 1117.5222 | 3147.2843 | 0.87963 | 12 | IdleRateESTAR | 294 | IdleRateBase | 800 |  | 6 | Deemed
11#121003 | 112121003 | ENERGY STAR Hot Holding Cabinet (≥ 28 ft3) | 42 | ENERGY STAR Hot Holding Cabinet (28 ≤ V) | Standard | Food Services | per unit | 480 | 700 |  | 2636.7146 | 7425.7946 | 2.0754 | 12 | IdleRateESTAR | 480 | IdleRateBase | 1200 |  | 7 | Deemed
| Measure Number | Measure Name | Primary Key | TRM Measure Name | Program | End Use | Current Unit | BESP Incentive | SBNP Incentive | Bonus Incentive | Incremental Measure Cost ($/Unit) | Electric Energy Savings (Annual kWh/unit) | Coincident Peak Demand Savings (kW/unit) | Measure Life (Years) | Efficient Definition | Measure Efficiency Value | Baseline Definition | Baseline Efficiency Value | Effective Start Date | Order | Reporting Methodology | Column1 | Column12 | Column13 | Column14 | Column15 | Column16 | Column17 | Column18 | Column19 | Column20
11#101001 | 112101001 | Compressed Air - Engineered Nozzle 1/2" | 191 | Compressed Air - Engineered Nozzle 1/2" | Standard | Compressed Air | per nozzle | 25 | 38 |  | 121 | 5007.2144 | 0.84952 | 15 | [6 empty] | Deemed
11#101002 | 112101002 | Compressed Air - Engineered Nozzle 1/4" | 192 | Compressed Air - Engineered Nozzle 1/4" | Standard | Compressed Air | per nozzle | 15 | 22.5 |  | 57 | 1037.2087 | 0.17597 | 15 | [6 empty] | Deemed
11#101003 | 112101003 | Compressed Air - Engineered Nozzle 1/8" | 193 | Compressed Air - Engineered Nozzle 1/8" | Standard | Compressed Air | per nozzle | 10 | 15 |  | 42 | 375.5411 | 0.063714 | 15 | [6 empty] | Deemed
11#101004 | 112101004 | Compressed Air - Engineered Nozzle 5/16" | 194 | Compressed Air - Engineered Nozzle 5/16" | Standard | Compressed Air | per nozzle | 20 | 30 |  | 87 | 2020.7687 | 0.34284 | 15 | [6 empty] | Deemed
11#101005 | 112101005 | Compressed Air - No Loss Condensate Drain/Valve | 195 | Compressed Air ‐ No Loss Condensate Drain/Valve | Standard | Compressed Air | per unit | 200 | 300 |  | 700 | 1900.7192 | 0.31987 | 10 | [5 empty] | 7 | Deemed
| Measure Number | Measure Name | Primary Key | TRM Measure Name | Program | End Use | Current Unit | BESP Incentive | SBNP Incentive | Bonus Incentive | Incremental Measure Cost ($/Unit) | Electric Energy Savings (Annual kWh/unit) | Coincident Peak Demand Savings (kW/unit) | Measure Life (Years) | Efficient Definition | Measure Efficiency Value | Baseline Definition | Baseline Efficiency Value | Effective Start Date | Order | Reporting Methodology | Column1 | Column12 | Column13 | Column14 | Column15 | Column16 | Column17 | Column18 | Column19 | Column20
11#116024 | 112116024 | LED replacing Fluorescent Freezer Case Lights w/Doors 4', 5', or 6' | 255 | LED Freezer Case Lights w/Doors 4ft, 5ft, or 6ft replacing Fluorsecent Freezer Case Lights w/Doors 4ft, 5ft, or 6ft | Standard | Interior Lighting | per door | 40 | 60 |  | 133 | 91.2094 | 0.022887 | 10 | LED Freezer (Low Temp) Case Light Fixtures (4, 5, and 6-foot) | 20 | Linear Fluorescent T8 Fixtures | 84.75 |  | 1 | Deemed
11#116023 | 112116023 | LED replacing Fluorescent Refrigerator Case Lights w/Doors 4', 5', or 6' | 255 | LED Refrigerated Case Lights w/Doors 4ft, 5ft, or 6ft replacing Fluorsecent Refrigerated Case Lights w/Doors 4ft, 5ft, or 6ft | Standard | Interior Lighting | per door | 40 | 60 |  | 133 | 91.2094 | 0.022887 | 10 | LED Refrigerated (Medium Temp) Case Light Fixtures (4, 5, and 6-foot) | 20 | Linear Fluorescent T8 Fixtures | 84.75 |  | 2 | Deemed
11#129001 | 112129001 | ECM Compressor and Condenser/Condensing Unit Fan Motor | 34 | ECM Compressor and Condenser/Condensing Unit Fan Motor | Standard | Refrigeration | Motor | 80 | 120 |  | 290.2895 | 1507.6446 | 0.19149 | 13 | Install an Electronically commutated motor (ECM) in place of existing shaded pole or split capacitor motors on condenser fans. |  | Shaded Pole (SP) or permanent split capacitor (PSC) condensing unit fan motor |  |  | 3 | Deemed
11#129002 | 112129002 | Evaporator Fan Controls for ECM Motors - Refrigeration Coolers & Freezers- 16W | 34 | Evaporator Fan Controls for ECM Motors - Refrigeration Coolers & Freezers- 16W | Standard | Refrigeration | per motor | 20 | 30 |  | 290.2895 | 1507.6446 | 0.19149 | 13 | ECM Motor |  | Reach-in or walk-in cooler or freezer with continuous operating EC motor |  |  | 5 | Deemed
11#129003 | 112129003 | Evaporator Fan Controls for ECM Motors - Refrigeration Coolers & Freezers - 1/20 - 1/15HP | 34 | Evaporator Fan Controls for ECM Motors - Refrigeration Coolers & Freezers - 1/15 - 1/20HP | Standard | Refrigeration | per motor | 35 | 55 |  | 290.2895 | 1507.6446 | 0.19149 | 13 | ECM Motor |  | Reach-in or walk-in cooler or freezer with continuous operating EC motor |  |  | 6 | Deemed
11#129004 | 112129004 | Evaporator Fan Controls for ECM Motors - Refrigeration Coolers & Freezers - 1/5 - 1/4HP | 34 | Evaporator Fan Controls for ECM Motors - Refrigeration Coolers & Freezers - 1/5HP | Standard | Refrigeration | per motor | 50 | 75 |  | 290.2895 | 1507.6446 | 0.19149 | 13 | ECM Motor |  | Reach-in or walk-in cooler or freezer with continuous operating EC motor |  |  | 7 | Deemed
11#129005 | 112129005 | Evaporator Fan Controls for ECM Motors - Refrigeration Coolers & Freezers - 1/3HP | 34 | Evaporator Fan Controls for ECM Motors - Refrigeration Coolers & Freezers - 1/3HP | Standard | Refrigeration | per motor | 80 | 120 |  | 290.2895 | 1507.6446 | 0.19149 | 13 | ECM Motor |  | Reach-in or walk-in cooler or freezer with continuous operating EC motor |  |  | 8 | Deemed
11#129006 | 112129006 | Evaporator Fan Controls for ECM Motors - Refrigeration Coolers & Freezers - 1/2HP | 34 | Evaporator Fan Controls for ECM Motors - Refrigeration Coolers & Freezers - 1/2HP | Standard | Refrigeration | per motor | 100 | 150 |  | 290.2895 | 1507.6446 | 0.19149 | 13 | ECM Motor |  | Reach-in or walk-in cooler or freezer with continuous operating EC motor |  |  | 9 | Deemed
11#129007 | 112129007 | Evaporator Fan Controls for ECM Motors - Refrigeration Coolers & Freezers - 3/4HP | 34 | Evaporator Fan Controls for ECM Motors - Refrigeration Coolers & Freezers - 3/4HP | Standard | Refrigeration | per motor | 150 | 225 |  | 290.2895 | 1507.6446 | 0.19149 | 13 | ECM Motor |  | Reach-in or walk-in cooler or freezer with continuous operating EC motor |  |  | 10 | Deemed
11#132004 | 112132004 | Anti-Sweat Heater Controls for Refrigerated Case, Standard Door | 29 | Anti-Sweat Heater Controls for Refrigerated Case, Standard Door | Standard | Refrigeration | Door | 45 | 70 |  | 200 | 5622.1622 | 0 | 10 | Install Anti-Sweat Heater Controls on refrigerated case door without heater controls |  | refrigerated display case with doors, not using anti-sweat heater controls. |  |  | 11 | Deemed
11#132003 | 112132003 | Anti-Sweat Heater Controls for Refrigerated Case, Low or No Heat Doors | 29 | Anti-Sweat Heater Controls for Refrigerated Case, Low or No Heat Doors | Standard | Refrigeration | Door | 45 | 70 |  | 200 | 5622.1622 | 0 | 10 | Install Anti-Sweat Heater Controls on refrigerated case door without heater controls |  | refrigerated display case with doors, not using anti-sweat heater controls. |  |  | 12 | Deemed
11#132007 | 112132007 | Anti-Sweat Heater Controls for Freezer Case, Standard Doors | 31 | Anti-Sweat Heater Controls for Freezer Case, Standard Doors | Standard | Refrigeration | Door | 45 | 70 |  | 200 | 13676.3554 | 0 | 10 | Install Anti-Sweat Heater Controls on refrigerated case door without heater controls |  | refrigerated display case with doors, not using anti-sweat heater controls. |  |  | 13 | Deemed
11#132005 | 112132005 | Anti-Sweat Heater Controls for Freezer Case, Low Heat Doors | 31 | Anti-Sweat Heater Controls for Freezer Case, Low Heat Doors | Standard | Refrigeration | Door | 45 | 70 |  | 200 | 13676.3554 | 0 | 10 | Install Anti-Sweat Heater Controls on refrigerated case door without heater controls |  | refrigerated display case with doors, not using anti-sweat heater controls. |  |  | 14 | Deemed
11#132006 | 112132006 | Anti-Sweat Heater Controls for Freezer Case, No Heat Doors | 31 | Anti-Sweat Heater Controls for Freezer Case, No Heat Doors | Standard | Refrigeration | Door | 45 | 70 |  | 200 | 13676.3554 | 0 | 10 | Install Anti-Sweat Heater Controls on refrigerated case door without heater controls |  | refrigerated display case with doors, not using anti-sweat heater controls. |  |  | 15 | Deemed
11#129009 | 112129009 | Strip Curtains Cooler | 141 | Strip Curtains Cooler | Standard | Refrigeration | per sq. ft. | 5 | 7.5 |  | 10.22 | 15.8187 | 0.0023 | 4 | Strip Curtain - Energy Savings (kWh/sq ft) | 80.4 | No strip curtain |  |  | 19 | Deemed
11#129008 | 112129008 | Strip Curtains Freezer | 142 | Strip Curtains Freezer | Standard | Refrigeration | per sq. ft. | 7 | 10.5 |  | 10.22 | 94.1215 | 0.0134 | 4 | Strip Curtain - Energy Savings (kWh/sq ft) | 331.5 | No strip curtain |  |  | 20 | Deemed
11#132001 | 112132001 | Automatic Door Closer for Walk-In Coolers | 12 | Automatic Door Closer for Walk-In Coolers | Standard | Refrigeration | Unit | 70 | 105 |  | 156.82 | 1938.8665 | 0.30552 | 8 | Installation of an automatic, hydraulic-type door closer on main walk-in cooler doors. |  | A walk in cooler without an automatic closure. |  |  | 21 | Deemed
11#132002 | 112132002 | Automatic Door Closer for Walk-In Freezers | 13 | Automatic Door Closer for Walk-In Freezers | Standard | Refrigeration | Unit | 100 | 150 |  | 156.82 | 792.5232 | 0.13546 | 8 | Installation of an automatic, hydraulic-type door closer on main walk-in freezer doors. |  | A walk in freezer without an automatic closure. |  |  | 22 | Deemed
| Measure Number | Measure Name | Primary Key | TRM Measure Name | Program | End Use | Current Unit | BESP Incentive | SBNP Incentive | Bonus Incentive | Incremental Measure Cost ($/Unit) | Electric Energy Savings (Annual kWh/unit) | Coincident Peak Demand Savings (kW/unit) | Measure Life (Years) | Efficient Definition | Measure Efficiency Value | Baseline Definition | Baseline Efficiency Value | Effective Start Date | Order | Reporting Methodology | Eff Unit 1 | Base Efficiency 1 | Min Tons | Max Tons | EFLHcool | EFLHheat | Eff Unit 2 | Base Efficiency 2 | Eff Unit 3 | Base Efficiency 3 | Measure Number | Field1 | Field2 | Field3 | Field4 | Order
11#312001 | 112312001 | DX Unit <65 kbtu (<5.42 tons) | 15 | Packaged DX <65kbtu | Custom Lite | Cooling | per ton per SEER2 | 24 | 36 |  | 49.48 | 82.0116 | 0.0454 | 15 | [5 empty] | 1 | Calculated | SEER2 | 13.4 | 0 | 5.4167 | 1403 |  | EER2 | 11.18 |  |  | 112312001 | PLC | FLC |  |  | 1
11#312002 | 112312002 | DX Unit ≥65 kbtu & <135 kbtu (≥5.42 tons & <11.25 tons) | 15 | Packaged DX 65 -135kbtu | Custom Lite | Cooling | per ton per IEER | 22 | 33 |  | 49.04 | 69.7303 | 0.0467 | 15 | [5 empty] | 2 | Calculated | IEER | 14.6 | 5.4167 | 11.25 | 1403 |  | EER | 11 |  |  | 112312002 | PLC | FLC |  |  | 2
11#312003 | 112312003 | DX Unit ≥135 kbtu & <240 kbtu (≥11.25 tons & <20 tons) | 15 | Packaged DX 135 - 240kbtu | Custom Lite | Cooling | per ton per IEER | 22 | 33 |  | 38.25 | 72.9543 | 0.0373 | 15 | [5 empty] | 3 | Calculated | IEER | 14 | 11.25 | 20 | 1403 |  | EER | 10.8 |  |  | 112312003 | PLC | FLC |  |  | 3
11#312004 | 112312004 | DX Unit ≥240 kbtu & <760 kbtu (≥20 tons & <63.3 tons) | 15 | Packaged DX 240 - 760kbtu | Custom Lite | Cooling | per ton per IEER | 18 | 27 |  | 10.4 | 82.2835 | 0.0558 | 15 | [5 empty] | 4 | Calculated | IEER | 13 | 20 | 63.3333 | 1403 |  | EER | 9.8 |  |  | 112312004 | PLC | FLC |  |  | 4
11#312005 | 112312005 | DX Unit ≥760 kbtu (>63.3 tons) | 15 | Packaged DX >760kbtu | Custom Lite | Cooling | per ton per IEER | 18 | 27 |  | 26.64 | 133.6838 | 0.1478 | 15 | [5 empty] | 5 | Calculated | IEER | 9.6 | 63.3333 | 9999 | 1403 |  | EER | 9.5 |  |  | 112312005 | PLC | FLC |  |  | 5
11#309001 | 112309001 | ASHP <65kbtu (<5.42 tons) - Split System | 15 | ASHP <65kbtu | Custom Lite | HVAC | per ton per SEER2 | 40 | 60 |  | 26.69 | 169.0218 | 0.0316 | 16 | High efficiency heat pump that meets efficiency requirement as tested under AHRI 210/240 |  | Air-cooled heat pump <65 kbtu as defined in IECC 2012 v5, Table C403.2.3(2) |  |  | 6 | Calculated | SEER2 | 14.3 | 0 | 5.4167 | 1403 | 1287 | HSPF2 | 7.7 | EER2 | 11.18 | 112309001 | PLC | PLH | FLC | Tons-Heat | 6
11#309002 | 112309002 | ASHP <65kbtu (<5.42 tons) - Single Package System | 15 | ASHP <65kbtu | Custom Lite | HVAC | per ton per SEER2 | 40 | 60 |  | 26.69 | 169.0218 | 0.0316 | 16 | High efficiency heat pump that meets efficiency requirement as tested under AHRI 210/240 |  | Air-cooled heat pump <65 kbtu as defined in IECC 2012 v5, Table C403.2.3(2) |  |  | 7 | Calculated | SEER2 | 13.4 | 0 | 5.4167 | 1403 | 1287 | HSPF2 | 7.7 | EER2 | 11.18 | 112309002 | PLC | PLH | FLC | Tons-Heat | 7
11#309003 | 112309003 | ASHP ≥65 kbtu & <135 kbtu (≥5.42 tons & <11.25 tons) | 15 | ASHP 65 - 135kbtu | Custom Lite | HVAC | per ton per IEER | 40 | 60 |  | 71.94 | 79.2167 | 0.0663 | 16 | High efficiency heat pump that meets efficiency requirement as tested under AHRI 340/360 |  | Air-cooled heat pump 65-135 kbtu as defined in IECC 2012 v5, Table C403.2.3(2) |  |  | 8 | Calculated | IEER | 13.9 | 5.4167 | 11.25 | 1403 | 1287 | COP | 3.4 | EER | 10.8 | 112309003 | PLC | FLH | FLC | Tons-Heat | 8
11#309004 | 112309004 | ASHP ≥135 kbtu & <240 kbtu (≥11.25 tons & <20 tons) | 15 | ASHP 135 - 240kbtu | Custom Lite | HVAC | per ton per IEER | 45 | 70 |  | 75.19 | 116.8576 | 0.072 | 16 | High efficiency heat pump that meets efficiency requirement as tested under AHRI 340/360 |  | Air-cooled heat pump 135-240 kbtu as defined in IECC 2012 v5, Table C403.2.3(2) |  |  | 9 | Calculated | IEER | 13.3 | 11.25 | 20 | 1403 | 1287 | COP | 3.3 | EER | 10.4 | 112309004 | PLC | FLH | FLC | Tons-Heat | 9
11#309005 | 112309005 | ASHP ≥240kbtu (≥20 tons) | 16 | ASHP >240kbtu | Custom Lite | HVAC | per ton per IEER | 45 | 70 |  | 81.3 | 168.8131 | 0.093 | 16 | High efficiency heat pump that meets efficiency requirement as tested under AHRI 340/360 |  | Air-cooled heat pump >240 kbtu as defined in IECC 2012 v5, Table C403.2.3(2) |  |  | 10 | Calculated | IEER | 12.3 | 20 | 9999 | 1403 | 1287 | COP | 3.2 | EER | 9.3 | 112309005 | PLC | FLH | FLC | Tons-Heat | 10
11#312006 | 112312006 | PTAC | 15 | PTAC - Early Replacement | Custom Lite | HVAC | per ton per EER | 120 | 180 |  | 1047 | 478.3958 | 0.3113 | 8 | EERee |  | EERbase |  |  | 11 | Calculated | EER | 10.4 | 0 | 50 | 1403 | 855 | COP | 1 |  |  | 112312006 | FLC | FLH |  |  | 11
11#312007 | 112312007 | PTHP | 15 | PTHP - Early Replacement | Custom Lite | HVAC | per ton per EER | 220 | 330 |  | 1047 | 984.0605 | 0.3763 | 8 | EERee |  | EERbase |  |  | 12 | Calculated | EER | 10.4 | 0 | 50 | 1403 | 1287 | COP | 3.076 |  |  | 112312007 | FLC | FLH |  | Tons-Heat | 12
11#306001 | 112306001 | Air-Cooled Chiller with Condenser < 150 tons | 15 | Air-Cooled Chiller with Condenser < 150 tons | Custom Lite | Cooling | per ton per IPLV (EER) | 28 | 42 |  | 123.77 | 72.1398 | 0.0371 | 23 | IPLVee (EER) |  | IPLVbase (EER) |  |  | 13 | Calculated | EER (IPLV) | 12.5 | 0 | 149.99 | 1239 |  | EER (FL) | 9.562 |  |  | 112306001 | PLC | FLC |  |  | 13
11#306002 | 112306002 | Air-Cooled Chiller with Condenser ≥ 150 tons | 15 | Air-Cooled Chiller with Condenser ≥ 150 tons | Custom Lite | Cooling | per ton per IPLV (EER) | 30 | 45 |  | 35.12 | 76.0676 | 0.0762 | 23 | IPLVee (EER) |  | IPLVbase (EER) |  |  | 14 | Calculated | EER (IPLV) | 12.75 | 150 | 9999 | 1239 |  | EER (FL) | 9.562 |  |  | 112306002 | PLC | FLC |  |  | 14
11#306003 | 112306003 | Water-Cooled Positive Displ. Chiller < 75 tons | 15 | Path A - Water-Cooled Positive Displacement (Reciprocating, Rotary, Screw, Scroll) Chiller < 75 tons | Custom Lite | Cooling | per ton per IPLV (kW/ton) | 630 | 950 |  | 2662.34 | 1239 | 1.1353 | 23 | IPLVee (kW/ton) |  | IPLVbase (kW/ton) |  |  | 15 | Calculated | kW/ton (IPLV) | 0.63 | 0 | 74.99 | 1239 |  | kW/ton (FL) | 0.78 |  |  | 112306003 | PLC | FLC |  |  | 15
11#306004 | 112306004 | Water-Cooled Positive Displ. Chiller 75 ≤ tons < 150 | 15 | Path A - Water-Cooled Positive Displacement (Reciprocating, Rotary, Screw, Scroll) Chiller 75 - 150 tons | Custom Lite | Cooling | per ton per IPLV (kW/ton) | 600 | 900 |  | 987.29 | 1239 | 1.1606 | 23 | IPLVee (kW/ton) |  | IPLVbase (kW/ton) |  |  | 16 | Calculated | kW/ton (IPLV) | 0.615 | 75 | 149.99 | 1239 |  | kW/ton (FL) | 0.775 |  |  | 112306004 | PLC | FLC |  |  | 16
11#306005 | 112306005 | Water-Cooled Positive Displ. Chiller 150 ≤ tons < 300 | 15 | Path A - Water-Cooled Positive Displacement (Reciprocating, Rotary, Screw, Scroll) Chiller 150 - 300 tons | Custom Lite | Cooling | per ton per IPLV (kW/ton) | 550 | 850 |  | 1326.09 | 1239 | 0.6659 | 23 | IPLVee (kW/ton) |  | IPLVbase (kW/ton) |  |  | 17 | Calculated | kW/ton (IPLV) | 0.58 | 150 | 299.99 | 1239 |  | kW/ton (FL) | 0.68 |  |  | 112306005 | PLC | FLC |  |  | 17
11#306006 | 112306006 | Water-Cooled Positive Displ. Chiller 300 ≤ tons < 600 | 15 | Path A - Water-Cooled Positive Displacement (Reciprocating, Rotary, Screw, Scroll) Chiller ≥ 300 tons | Custom Lite | Cooling | per ton per IPLV (kW/ton) | 500 | 750 |  | 197.53 | 1239 | 0.6932 | 23 | IPLVee (kW/ton) |  | IPLVbase (kW/ton) |  |  | 18 | Calculated | kW/ton (IPLV) | 0.54 | 300 | 9999 | 1239 |  | kW/ton (FL) | 0.62 |  |  | 112306006 | PLC | FLC |  |  | 18
11#306007 | 112306007 | Water-Cooled Positive Displ. Chiller ≥ 600 tons | 15 | Path A - Water-Cooled Positive Displacement (Reciprocating, Rotary, Screw, Scroll) Chiller ≥ 300 tons | Custom Lite | Cooling | per ton per IPLV (kW/ton) | 500 | 750 |  | 197.53 | 1239 | 0.6932 | 23 | IPLVee (kW/ton) |  | IPLVbase (kW/ton) |  |  | 19 | Calculated | kW/ton (IPLV) | 0.54 | 300 | 9999 | 1239 |  | kW/ton (FL) | 0.62 |  |  | 112306007 | PLC | FLC |  |  | 19
11#306008 | 112306008 | Water-Cooled Centrifugal Chiller < 150 tons | 15 | Path A - Water-Cooled Centrifugal Chiller < 150 tons | Custom Lite | Cooling | per ton per IPLV (kW/ton) | 600 | 900 |  | 2356.52 | 1239 | 0.9892 | 23 | IPLVee (kW/ton) |  | IPLVbase (kW/ton) |  |  | 20 | Calculated | kW/ton (IPLV) | 0.596 | 0 | 149.99 | 1239 |  | kW/ton (FL) | 0.634 |  |  | 112306008 | PLC | FLC |  |  | 20
11#306009 | 112306009 | Water-Cooled Centrifugal Chiller 150 ≤ tons < 300 | 15 | Path A - Water-Cooled Centrifugal Chiller 150 - 300 tons | Custom Lite | Cooling | per ton per IPLV (kW/ton) | 550 | 850 |  | 1173.91 | 1239 | 0.9892 | 23 | IPLVee (kW/ton) |  | IPLVbase (kW/ton) |  |  | 21 | Calculated | kW/ton (IPLV) | 0.596 | 150 | 299.99 | 1239 |  | kW/ton (FL) | 0.634 |  |  | 112306009 | PLC | FLC |  |  | 21
11#306010 | 112306010 | Water-Cooled Centrifugal Chiller 300 ≤ tons < 400 | 15 | Path A - Water-Cooled Centrifugal Chiller 300 - 600 tons | Custom Lite | Cooling | per ton per IPLV (kW/ton) | 500 | 750 |  | 199.48 | 1239 | 0.2696 | 23 | IPLVee (kW/ton) |  | IPLVbase (kW/ton) |  |  | 22 | Calculated | kW/ton (IPLV) | 0.549 | 300 | 599.99 | 1239 |  | kW/ton (FL) | 0.576 |  |  | 112306010 | PLC | FLC |  |  | 22
11#306011 | 112306011 | Water-Cooled Centrifugal Chiller 400 ≤ tons < 600 | 15 | Path A - Water-Cooled Centrifugal Chiller 300 - 600 tons | Custom Lite | Cooling | per ton per IPLV (kW/ton) | 500 | 750 |  | 199.48 | 1239 | 0.2696 | 23 | IPLVee (kW/ton) |  | IPLVbase (kW/ton) |  |  | 23 | Calculated | kW/ton (IPLV) | 0.549 | 300 | 599.99 | 1239 |  | kW/ton (FL) | 0.576 |  |  | 112306011 | PLC | FLC |  |  | 23
11#306012 | 112306012 | Water-Cooled Centrifugal Chiller ≥ 600 tons | 15 | Path A - Water-Cooled Centrifugal Chiller ≥ 600 tons | Custom Lite | Cooling | per ton per IPLV (kW/ton) | 450 | 700 |  | 123.6 | 1239 | 0.2718 | 23 | IPLVee (kW/ton) |  | IPLVbase (kW/ton) |  |  | 24 | Calculated | kW/ton (IPLV) | 0.539 | 600 | 9999 | 1239 |  | kW/ton (FL) | 0.57 |  |  | 112306012 | PLC | FLC |  |  | 24
11#312008 | 112312008 | VRF - Air Cooled < 65 kbtu (< 5.42 ton) | 15 | VRF - Air Cooled <65,000 Btuh | Custom Lite | HVAC | per ton per SEER | 30 | 45 |  | 368.5 | 79.1385 | 0.0517 | 15 | High-efficiency VRF system meeting or exceeding CEE Tier 1 efficiency levels |  | Minimally compliant VRF system determined by the local energy code or federal efficiency standrds, whichever is higher |  |  | 25 | Calculated | SEER | 13 | 0 | 5.4167 | 1286 | 855 | EER | 11.18 | HSPF | 7.7 | 112312008 | PLC | FLC | PLH | Tons-Heat | 25
11#312009 | 112312009 | VRF - Air Cooled 65 ≤ kBtu < 135 (5.42 ≤ tons < 11.25) | 15 | VRF - Air Cooled 65,000 ≤ Btuh < 135,000 | Custom Lite | HVAC | per ton per IEER | 30 | 45 |  | 504.79 | 65.8148 | 0.062 | 15 | High-efficiency VRF system meeting or exceeding CEE Tier 1 efficiency levels |  | Minimally compliant VRF system determined by the local energy code or federal efficiency standrds, whichever is higher |  |  | 26 | Calculated | IEER | 14.6 | 5.4167 | 11.25 | 1286 | 855 | EER | 11 | COP | 3.3 | 112312009 | PLC | FLC | FLH | Tons-Heat | 26
11#312010 | 112312010 | VRF - Air Cooled 135 ≤ kBtu < 240 (11.25 ≤ tons < 20) | 15 | VRF - Air Cooled 135,000 ≤ Btuh < 240,000 | Custom Lite | HVAC | per ton per IEER | 30 | 45 |  | 530.22 | 72.6106 | 0.0676 | 15 | High-efficiency VRF system meeting or exceeding CEE Tier 1 efficiency levels |  | Minimally compliant VRF system determined by the local energy code or federal efficiency standrds, whichever is higher |  |  | 27 | Calculated | IEER | 13.9 | 11.25 | 20 | 1286 | 855 | EER | 10.6 | COP | 3.2 | 112312010 | PLC | FLC | FLH | Tons-Heat | 27
11#312011 | 112312011 | VRF - Air Cooled ≥ 240 kbtu (≥ 20 tons) | 15 | VRF - Air Cooled ≥ 240,000 Btuh | Custom Lite | HVAC | per ton per IEER | 30 | 45 |  | 580.31 | 86.9805 | 0.0826 | 15 | High-efficiency VRF system meeting or exceeding CEE Tier 1 efficiency levels |  | Minimally compliant VRF system determined by the local energy code or federal efficiency standrds, whichever is higher |  |  | 28 | Calculated | IEER | 12.7 | 20 | 63.3333 | 1286 | 855 | EER | 9.5 | COP | 3.2 | 112312011 | PLC | FLC | FLH | Tons-Heat | 28
| Measure Number | Measure Name | Primary Key | TRM Measure Name | Program | End Use | Current Unit | BESP Incentive | SBNP Incentive | Bonus Incentive | Incremental Measure Cost ($/Unit) | Electric Energy Savings (Annual kWh/unit) | Coincident Peak Demand Savings (kW/unit) | Measure Life (Years) | Efficient Definition | Measure Efficiency Value | Baseline Definition | Baseline Efficiency Value | Effective Start Date | Order | Reporting Methodology | Min Unit | Max Unit | Column13 | Column14 | Column15 | Column16 | Column17 | Column18 | Column19 | Column20
11#125004 | 112125004 | VFD for HVAC Supply and Return Fans 1-5 HP | 274 | VFD for HVAC Supply and Return Fans 1-5 HP | Standard | HVAC | per hp | 260 | 390 |  | 450 | 373.0763 | 0 | 15 | VFD applied to HVAC fan motor that has a variable or reduced load |  | Motor installed without a VFD or other method of control |  |  | 5 | Deemed | 1 | 5
11#125005 | 112125005 | VFD for HVAC Supply and Return Fans 6-15 HP | 275 | VFD for HVAC Supply and Return Fans 6-15 HP | Standard | HVAC | Per hp | 200 | 300 |  | 221.2 | 759.415 | 0 | 15 | VFD applied to HVAC fan motor that has a variable or reduced load |  | Motor installed without a VFD or other method of control |  |  | 6 | Deemed | 6 | 15
11#125001 | 112125001 | VFD for HVAC Supply and Return Fans 16-25 HP | 146 | VFD for HVAC Supply and Return Fans 16-25 HP | Standard | HVAC | Per hp | 160 | 240 |  | 175.44 | 1675.4128 | 0 | 15 | VFD applied to HVAC fan motor that has a variable or reduced load |  | Motor installed without a VFD or other method of control |  |  | 7 | Deemed | 16 | 25
11#125002 | 112125002 | VFD for HVAC Supply and Return Fans 26-50 HP | 146 | VFD for HVAC Supply and Return Fans 26-50 HP | Standard | HVAC | Per hp | 120 | 180 |  | 131.46 | 1675.4128 | 0 | 15 | VFD applied to HVAC fan motor that has a variable or reduced load |  | Motor installed without a VFD or other method of control |  |  | 8 | Deemed | 26 | 50
11#125003 | 112125003 | VFD for HVAC Supply and Return Fans 51-75 HP | 146 | VFD for HVAC Supply and Return Fans 51-75 HP | Standard | HVAC | Per hp | 100 | 150 |  | 113.76 | 1675.4128 | 0 | 15 | VFD applied to HVAC fan motor that has a variable or reduced load |  | Motor installed without a VFD or other method of control |  |  | 9 | Deemed | 51 | 75
Note on P87: Cheek, Taylor: Not used
Note on Q87: Cheek, Taylor: Not Used
Note on R87: Cheek, Taylor: Not Used
Note on S87: Cheek, Taylor: Not Used
Note on W87: Cheek, Taylor: Source of Part Load Cooling Rating
Note on X87: Cheek, Taylor: Source of Part Load Cooling Baseline Value. Used in Calculated kWh.
Note on Y87: Cheek, Taylor: STDHVACTONMIN
Note on Z87: Cheek, Taylor: STDHVACTONMAX
Note on AA87: Cheek, Taylor: Used in Calculated kWh
Note on AB87: Cheek, Taylor: Used in Calculated kWh
Note on AC87: Cheek, Taylor: Source of Other Efficiency Rating.
Note on AD87: Cheek, Taylor: Source of Other Efficiency Baseline Value.
Note on AE87: Cheek, Taylor: Source of Details Efficiency Unit
Note on AF87: Cheek, Taylor: Source of Details Efficiency Base value.
Note on M95: Cheek, Taylor: Error in TRM formula. Sourcing full load efficiencies for total savings, dividing by part load efficiencies.

## MEASURES2_M (hidden)
|  | Sort Ineff Dropdown 1 column A->Z |  |  |  | Sort Match column A->Z |  |  |  |  | Removed 4' T8 30W/36W options
Eff Category 1 | Order | Ineff Dropdown 1 | Options | Order | Ineff DropDown 2 | Match | Full Name | Options | Nominal Wattage | System Wattage | Logic Order | Notes
-----Interior----- | 1 | A-Series | A-Series | 1 | A-Series | A-Series_A-Series | A-Series_A-Series_A-Series | A-Series |  |  | 1
LED Linear Lamps | 2 | BR_R | BR/R | 2 | BR_R | BR/R_BR_R | BR/R_BR_R_BR/R | BR/R |  |  | 2
LEDs Replacing HID | 3 | CFL | CFL | 3 | CFL | CFL_CFL | CFL_CFL_CFL Lamp | CFL Lamp |  |  | 3
LED Fixtures Replacing Fluor | 4 | Halogen | Halogen | 4 | Halogen | Halogen_Halogen | Halogen_Halogen_Halogen | Halogen |  |  | 4
LED Retrofit Kit Replacing Fluor | 5 | HID | HID | 5 | Ext >500 | HID_Ext >500 | HID_Ext >500_--Metal Halide-- | --Metal Halide-- |  |  | 5 | --Metal Halide--
Permanent Lamp Removal | 6 | HID_T12 | HID | 6 | Ext >500 | HID_Ext >500 | HID_Ext >500_MH 450W | MH 450W | 450 | 506 | 6 | 450W Wall Pack
-----Other----- | 7 | HID_T12 | T12 | 7 | Ext >500 | HID_Ext >500 | HID_Ext >500_MH 750W | MH 750W | 750 | 814 | 7 | 750W Lamp
Parking Garage LEDs | 8 | HID_T12_T5HO | HID | 8 | Ext >500 | HID_Ext >500 | HID_Ext >500_MH 1,000W | MH 1,000W | 1000 | 1080 | 8 | 1,000W Lamp
Exterior Dusk-to-Dawn LEDs | 9 | HID_T12_T5HO | T12 | 9 | Ext >500 | HID_Ext >500 | HID_Ext >500_--Mercury Vapor-- | --Mercury Vapor-- |  |  | 9 | --Mercury Vapor--
|  | HID_T12_T5HO | T5HO | 10 | Ext >500 | HID_Ext >500 | HID_Ext >500_MV 700W | MV 700W | 700 | 780 | 10 | 700W Fixture
Eff Category 1 | Order | HID_T12_T8_T5_T5HO | HID | 11 | Ext >500 | HID_Ext >500 | HID_Ext >500_MV 1,000W | MV 1,000W | 1000 | 1075 | 11 | 1,000W Fixture
-----Interior----- | 1 | HID_T12_T8_T5_T5HO | T12 | 12 | Ext ≤210 | HID_Ext ≤210 | HID_Ext ≤210_--Metal Halide-- | --Metal Halide-- |  |  | 12 | --Metal Halide--
LED Linear Lamps | 2 | HID_T12_T8_T5_T5HO | T8 | 13 | Ext ≤210 | HID_Ext ≤210 | HID_Ext ≤210_MH 50W | MH 50W | 50 | 62 | 13 | 50W Wall Pack
LED Lamps Replacing CFL | 3 | HID_T12_T8_T5_T5HO | T5 | 14 | Ext ≤210 | HID_Ext ≤210 | HID_Ext ≤210_MH 70W | MH 70W | 70 | 93 | 14 | 70W Wall Pack
Permanent Lamp Removal | 4 | HID_T12_T8_T5_T5HO | T5HO | 15 | Ext ≤210 | HID_Ext ≤210 | HID_Ext ≤210_MH 100W | MH 100W | 100 | 125 | 15 | 100W Wall Pack
-----Other----- | 5 | HID_T12_T8_T5HO | HID | 16 | Ext ≤210 | HID_Ext ≤210 | HID_Ext ≤210_MH 125W | MH 125W | 125 | 150 | 16 | 125W Wall Pack
Parking Garage LEDs | 6 | HID_T12_T8_T5HO | T12 | 17 | Ext ≤210 | HID_Ext ≤210 | HID_Ext ≤210_MH 150W | MH 150W | 150 | 173 | 17 | 150W Wall Pack
|  | HID_T12_T8_T5HO | T8 | 18 | Ext ≤210 | HID_Ext ≤210 | HID_Ext ≤210_MH 175W | MH 175W | 175 | 210 | 18 | 175W Wall Pack
|  | HID_T12_T8_T5HO | T5HO | 19 | Ext ≤210 | HID_Ext ≤210 | HID_Ext ≤210_--Mercury Vapor-- | --Mercury Vapor-- |  |  | 19 | --Mercury Vapor--
|  | Incand_CFL | Incand./CFL | 20 | Ext ≤210 | HID_Ext ≤210 | HID_Ext ≤210_MV 50W | MV 50W | 50 | 75 | 20 | 50W Wall Pack
|  | MR-16 | MR-16 | 21 | Ext ≤210 | HID_Ext ≤210 | HID_Ext ≤210_MV 75W | MV 75W | 75 | 95 | 21 | 75W Wall Pack
|  | PAR | PAR | 22 | Ext ≤210 | HID_Ext ≤210 | HID_Ext ≤210_MV 100W | MV 100W | 100 | 120 | 22 | 100W Wall Pack
|  | T12_T8 | T12 | 23 | Ext ≤210 | HID_Ext ≤210 | HID_Ext ≤210_MV 175W | MV 175W | 175 | 205 | 23 | 175W Wall Pack
|  | T12_T8 | T8 | 24 | Ext ≤210 | HID_Ext ≤210 | HID_Ext ≤210_--High Pres. Sodium-- | --High Pres. Sodium-- |  |  | 24 | --High Pres. Sodium--
|  | T12_T8_T5_T5HO | T12 | 25 | Ext ≤210 | HID_Ext ≤210 | HID_Ext ≤210_HPS 50W | HPS 50W | 50 | 64 | 25 | 50W Wall Pack
|  | T12_T8_T5_T5HO | T8 | 26 | Ext ≤210 | HID_Ext ≤210 | HID_Ext ≤210_HPS 70W | HPS 70W | 70 | 86 | 26 | 70W Wall Pack
|  | T12_T8_T5_T5HO | T5 | 27 | Ext ≤210 | HID_Ext ≤210 | HID_Ext ≤210_HPS 100W | HPS 100W | 100 | 126 | 27 | 100W Wall Pack
|  | T12_T8_T5_T5HO | T5HO | 28 | Ext ≤210 | HID_Ext ≤210 | HID_Ext ≤210_HPS 150W | HPS 150W | 150 | 188 | 28 | 150W Wall Pack
|  | T5_T5HO | T5 | 29 | Ext 211-300 | HID_Ext 211-300 | HID_Ext 211-300_--Metal Halide-- | --Metal Halide-- |  |  | 29 | --Metal Halide--
|  | T5_T5HO | T5HO | 30 | Ext 211-300 | HID_Ext 211-300 | HID_Ext 211-300_MH 200W | MH 200W | 200 | 232 | 30 | 200W Wall Pack
[5 empty] | Ext 211-300 | HID_Ext 211-300 | HID_Ext 211-300_MH 250W | MH 250W | 250 | 295 | 31 | 250W Wall Pack
[5 empty] | Ext 211-300 | HID_Ext 211-300 | HID_Ext 211-300_--Mercury Vapor-- | --Mercury Vapor-- |  |  | 32 | --Mercury Vapor--
[5 empty] | Ext 211-300 | HID_Ext 211-300 | HID_Ext 211-300_MV 250W | MV 250W | 250 | 285 | 33 | 250W Wall Pack
[5 empty] | Ext 211-300 | HID_Ext 211-300 | HID_Ext 211-300_--High Pres. Sodium-- | --High Pres. Sodium-- |  |  | 34 | --High Pres. Sodium--
[5 empty] | Ext 211-300 | HID_Ext 211-300 | HID_Ext 211-300_HPS 200W | HPS 200W | 200 | 240 | 35 | 200W Wall Pack
[5 empty] | Ext 211-300 | HID_Ext 211-300 | HID_Ext 211-300_HPS 250W | HPS 250W | 250 | 295 | 36 | 250W Wall Pack
[5 empty] | Ext 301-500 | HID_Ext 301-500 | HID_Ext 301-500_--Metal Halide-- | --Metal Halide-- |  |  | 37 | --Metal Halide--
[5 empty] | Ext 301-500 | HID_Ext 301-500 | HID_Ext 301-500_MH 320W | MH 320W | 320 | 370 | 38 | 320W Wall Pack
[5 empty] | Ext 301-500 | HID_Ext 301-500 | HID_Ext 301-500_MH 350W | MH 350W | 350 | 410 | 39 | 350W Wall Pack
[5 empty] | Ext 301-500 | HID_Ext 301-500 | HID_Ext 301-500_MH 400W | MH 400W | 400 | 454 | 40 | 400W Wall Pack
[5 empty] | Ext 301-500 | HID_Ext 301-500 | HID_Ext 301-500_--Mercury Vapor-- | --Mercury Vapor-- |  |  | 41 | --Mercury Vapor--
[5 empty] | Ext 301-500 | HID_Ext 301-500 | HID_Ext 301-500_MV 400W | MV 400W | 400 | 454 | 42 | 400W Wall Pack
[5 empty] | Ext 301-500 | HID_Ext 301-500 | HID_Ext 301-500_--High Pres. Sodium-- | --High Pres. Sodium-- |  |  | 43 | --High Pres. Sodium--
[5 empty] | Ext 301-500 | HID_Ext 301-500 | HID_Ext 301-500_HPS 310W | HPS 310W | 310 | 365 | 44 | 310W Wall Pack
[5 empty] | Ext 301-500 | HID_Ext 301-500 | HID_Ext 301-500_HPS 400W | HPS 400W | 400 | 457 | 45 | 400W Wall Pack
[5 empty] | HID >850 | HID_HID >850 | HID_HID >850_--Metal Halide-- | --Metal Halide-- |  |  | 46
[5 empty] | HID >850 | HID_HID >850 | HID_HID >850_1,000W Mogul Base | 1,000W Mogul Base | 1000 | 1080 | 47
[5 empty] | HID >850 | HID_HID >850 | HID_HID >850_1,500W Mogul Base | 1,500W Mogul Base | 1500 | 1610 | 48
[5 empty] | HID >850 | HID_HID >850 | HID_HID >850_--Mercury Vapor-- | --Mercury Vapor-- |  |  | 49
[5 empty] | HID >850 | HID_HID >850 | HID_HID >850_1,000W Mogul Base | 1,000W Mogul Base | 1000 | 1080 | 50
[5 empty] | HID >850 | HID_HID >850 | HID_HID >850_--High Pres. Sodium-- | --High Pres. Sodium-- |  |  | 51
[5 empty] | HID >850 | HID_HID >850 | HID_HID >850_1,000W Mogul Base | 1,000W Mogul Base | 1000 | 1100 | 52
[5 empty] | HID 150-350 | HID_HID 150-350 | HID_HID 150-350_--Metal Halide-- | --Metal Halide-- |  |  | 53
[5 empty] | HID 150-350 | HID_HID 150-350 | HID_HID 150-350_150W Med. Base | 150W Med. Base | 150 | 173 | 54
[5 empty] | HID 150-350 | HID_HID 150-350 | HID_HID 150-350_150W Double Ended | 150W Double Ended | 150 | 185 | 55
[5 empty] | HID 150-350 | HID_HID 150-350 | HID_HID 150-350_175W Mogul Base | 175W Mogul Base | 175 | 210 | 56
[5 empty] | HID 150-350 | HID_HID 150-350 | HID_HID 150-350_250W Mogul Base | 250W Mogul Base | 250 | 295 | 57
[5 empty] | HID 150-350 | HID_HID 150-350 | HID_HID 150-350_300W Mogul Base | 300W Mogul Base | 300 | 342 | 58
[5 empty] | HID 150-350 | HID_HID 150-350 | HID_HID 150-350_--Mercury Vapor-- | --Mercury Vapor-- |  |  | 59
[5 empty] | HID 150-350 | HID_HID 150-350 | HID_HID 150-350_175W Med. Base | 175W Med. Base | 175 | 205 | 60
[5 empty] | HID 150-350 | HID_HID 150-350 | HID_HID 150-350_175W Mogul Base | 175W Mogul Base | 175 | 205 | 61
[5 empty] | HID 150-350 | HID_HID 150-350 | HID_HID 150-350_250W Mogul Base | 250W Mogul Base | 250 | 285 | 62
[5 empty] | HID 150-350 | HID_HID 150-350 | HID_HID 150-350_--High Pres. Sodium-- | --High Pres. Sodium-- |  |  | 63
[5 empty] | HID 150-350 | HID_HID 150-350 | HID_HID 150-350_150W Med. Base | 150W Med. Base | 150 | 188 | 64
[5 empty] | HID 150-350 | HID_HID 150-350 | HID_HID 150-350_150W Mogul Base | 150W Mogul Base | 150 | 188 | 65
[5 empty] | HID 150-350 | HID_HID 150-350 | HID_HID 150-350_200W Mogul Base | 200W Mogul Base | 200 | 240 | 66
[5 empty] | HID 150-350 | HID_HID 150-350 | HID_HID 150-350_250W Mogul Base | 250W Mogul Base | 250 | 295 | 67
[5 empty] | HID 351-500 | HID_HID 351-500 | HID_HID 351-500_--Metal Halide-- | --Metal Halide-- |  |  | 68
[5 empty] | HID 351-500 | HID_HID 351-500 | HID_HID 351-500_325W Mogul Base | 325W Mogul Base | 325 | 375 | 69
[5 empty] | HID 351-500 | HID_HID 351-500 | HID_HID 351-500_360W Mogul Base | 360W Mogul Base | 360 | 430 | 70
[5 empty] | HID 351-500 | HID_HID 351-500 | HID_HID 351-500_400W Mogul Base | 400W Mogul Base | 400 | 458 | 71
[5 empty] | HID 351-500 | HID_HID 351-500 | HID_HID 351-500_--Mercury Vapor-- | --Mercury Vapor-- |  |  | 72
[5 empty] | HID 351-500 | HID_HID 351-500 | HID_HID 351-500_400W Mogul Base | 400W Mogul Base | 400 | 454 | 73
[5 empty] | HID 351-500 | HID_HID 351-500 | HID_HID 351-500_--High Pres. Sodium-- | --High Pres. Sodium-- |  |  | 74
[5 empty] | HID 351-500 | HID_HID 351-500 | HID_HID 351-500_310W Mogul Base | 310W Mogul Base | 310 | 365 | 75
[5 empty] | HID 351-500 | HID_HID 351-500 | HID_HID 351-500_400W Mogul Base | 400W Mogul Base | 400 | 457 | 76
[5 empty] | HID 501-850 | HID_HID 501-850 | HID_HID 501-850_--Metal Halide-- | --Metal Halide-- |  |  | 77
[5 empty] | HID 501-850 | HID_HID 501-850 | HID_HID 501-850_750W Mogul Base | 750W Mogul Base | 750 | 850 | 78
[5 empty] | HID 501-850 | HID_HID 501-850 | HID_HID 501-850_--Mercury Vapor-- | --Mercury Vapor-- |  |  | 79
[5 empty] | HID 501-850 | HID_HID 501-850 | HID_HID 501-850_700W Mogul Base | 700W Mogul Base | 700 | 780 | 80
[5 empty] | HID 501-850 | HID_HID 501-850 | HID_HID 501-850_--High Pres. Sodium-- | --High Pres. Sodium-- |  |  | 81
[5 empty] | HID 501-850 | HID_HID 501-850 | HID_HID 501-850_600W Mogul Base | 600W Mogul Base | 600 | 665 | 82
[5 empty] | HID 501-850 | HID_HID 501-850 | HID_HID 501-850_750W Mogul Base | 750W Mogul Base | 750 | 840 | 83
[5 empty] | PG <=130 | HID_PG <=130 | HID_PG <=130_--Metal Halide-- | --Metal Halide-- |  |  | 84
[5 empty] | PG <=130 | HID_PG <=130 | HID_PG <=130_32W Med Base | 32W Med Base | 32 | 38 | 85
[5 empty] | PG <=130 | HID_PG <=130 | HID_PG <=130_35W/39W Med Base | 35W/39W Med Base | 35 | 48 | 86
[5 empty] | PG <=130 | HID_PG <=130 | HID_PG <=130_50W Med Base | 50W Med Base | 50 | 62 | 87
[5 empty] | PG <=130 | HID_PG <=130 | HID_PG <=130_70W Med Base | 70W Med Base | 70 | 93 | 88
[5 empty] | PG <=130 | HID_PG <=130 | HID_PG <=130_70W Double Ended | 70W Double Ended | 70 | 94 | 89
[5 empty] | PG <=130 | HID_PG <=130 | HID_PG <=130_100W Med Base | 100W Med Base | 100 | 125 | 90
[5 empty] | PG <=130 | HID_PG <=130 | HID_PG <=130_100W Double Ended | 100W Double Ended | 100 | 130 | 91
[5 empty] | PG <=130 | HID_PG <=130 | HID_PG <=130_--Mercury Vapor-- | --Mercury Vapor-- |  |  | 92
[5 empty] | PG <=130 | HID_PG <=130 | HID_PG <=130_50W Med Base | 50W Med Base | 50 | 75 | 93
[5 empty] | PG <=130 | HID_PG <=130 | HID_PG <=130_75W Med Base | 75W Med Base | 75 | 75 | 94
[5 empty] | PG <=130 | HID_PG <=130 | HID_PG <=130_100W Med Base | 100W Med Base | 100 | 122 | 95
[5 empty] | PG <=130 | HID_PG <=130 | HID_PG <=130_--High Pres. Sodium-- | --High Pres. Sodium-- |  |  | 96
[5 empty] | PG <=130 | HID_PG <=130 | HID_PG <=130_35W Med Base | 35W Med Base | 35 | 43 | 97
[5 empty] | PG <=130 | HID_PG <=130 | HID_PG <=130_50W Med Base | 50W Med Base | 50 | 64 | 98
[5 empty] | PG <=130 | HID_PG <=130 | HID_PG <=130_70W Med Base | 70W Med Base | 70 | 86 | 99
[5 empty] | PG <=130 | HID_PG <=130 | HID_PG <=130_100W Med Base | 100W Med Base | 100 | 126 | 100
[5 empty] | PG <=130 | HID_PG <=130 | HID_PG <=130_100W Mogul Base | 100W Mogul Base | 100 | 130 | 101
[5 empty] | PG >210 | HID_PG >210 | HID_PG >210_--Metal Halide-- | --Metal Halide-- |  |  | 102
[5 empty] | PG >210 | HID_PG >210 | HID_PG >210_250W Mogul Base | 250W Mogul Base | 250 | 295 | 103
[5 empty] | PG >210 | HID_PG >210 | HID_PG >210_300W Mogul Base | 300W Mogul Base | 300 | 342 | 104
[5 empty] | PG >210 | HID_PG >210 | HID_PG >210_325W Mogul Base | 325W Mogul Base | 325 | 375 | 105
[5 empty] | PG >210 | HID_PG >210 | HID_PG >210_360W Mogul Base | 360W Mogul Base | 360 | 430 | 106
[5 empty] | PG >210 | HID_PG >210 | HID_PG >210_400W Mogul Base | 400W Mogul Base | 400 | 458 | 107
[5 empty] | PG >210 | HID_PG >210 | HID_PG >210_750W Mogul Base | 750W Mogul Base | 750 | 850 | 108
[5 empty] | PG >210 | HID_PG >210 | HID_PG >210_1,000W Mogul Base | 1,000W Mogul Base | 1000 | 1080 | 109
[5 empty] | PG >210 | HID_PG >210 | HID_PG >210_1,500W Mogul Base | 1,500W Mogul Base | 1500 | 1610 | 110
[5 empty] | PG >210 | HID_PG >210 | HID_PG >210_--Mercury Vapor-- | --Mercury Vapor-- |  |  | 111
[5 empty] | PG >210 | HID_PG >210 | HID_PG >210_250W Mogul Base | 250W Mogul Base | 250 | 285 | 112
[5 empty] | PG >210 | HID_PG >210 | HID_PG >210_400W Mogul Base | 400W Mogul Base | 400 | 454 | 113
[5 empty] | PG >210 | HID_PG >210 | HID_PG >210_700W Mogul Base | 700W Mogul Base | 700 | 780 | 114
[5 empty] | PG >210 | HID_PG >210 | HID_PG >210_1,000W Mogul Base | 1,000W Mogul Base | 1000 | 1080 | 115
[5 empty] | PG >210 | HID_PG >210 | HID_PG >210_--High Pres. Sodium-- | --High Pres. Sodium-- |  |  | 116
[5 empty] | PG >210 | HID_PG >210 | HID_PG >210_200W Mogul Base | 200W Mogul Base | 200 | 240 | 117
[5 empty] | PG >210 | HID_PG >210 | HID_PG >210_250W Mogul Base | 250W Mogul Base | 250 | 295 | 118
[5 empty] | PG >210 | HID_PG >210 | HID_PG >210_310W Mogul Base | 310W Mogul Base | 310 | 365 | 119
[5 empty] | PG >210 | HID_PG >210 | HID_PG >210_400W Mogul Base | 400W Mogul Base | 400 | 457 | 120
[5 empty] | PG >210 | HID_PG >210 | HID_PG >210_600W Mogul Base | 600W Mogul Base | 600 | 665 | 121
[5 empty] | PG >210 | HID_PG >210 | HID_PG >210_750W Mogul Base | 750W Mogul Base | 750 | 840 | 122
[5 empty] | PG >210 | HID_PG >210 | HID_PG >210_1,000W Mogul Base | 1,000W Mogul Base | 1000 | 1100 | 123
[5 empty] | PG 131-210 | HID_PG 131-210 | HID_PG 131-210_--Metal Halide-- | --Metal Halide-- |  |  | 124
[5 empty] | PG 131-210 | HID_PG 131-210 | HID_PG 131-210_150W Med Base | 150W Med Base | 150 | 173 | 125
[5 empty] | PG 131-210 | HID_PG 131-210 | HID_PG 131-210_150W Double Ended | 150W Double Ended | 150 | 185 | 126
[5 empty] | PG 131-210 | HID_PG 131-210 | HID_PG 131-210_175W Mogul Base | 175W Mogul Base | 175 | 210 | 127
[5 empty] | PG 131-210 | HID_PG 131-210 | HID_PG 131-210_--Mercury Vapor-- | --Mercury Vapor-- |  |  | 128
[5 empty] | PG 131-210 | HID_PG 131-210 | HID_PG 131-210_175W Med Base | 175W Med Base | 175 | 205 | 129
[5 empty] | PG 131-210 | HID_PG 131-210 | HID_PG 131-210_175W Mogul Base | 175W Mogul Base | 175 | 205 | 130
[5 empty] | PG 131-210 | HID_PG 131-210 | HID_PG 131-210_--High Pres. Sodium-- | --High Pres. Sodium-- |  |  | 131
[5 empty] | PG 131-210 | HID_PG 131-210 | HID_PG 131-210_150W Med Base | 150W Med Base | 150 | 188 | 132
[5 empty] | PG 131-210 | HID_PG 131-210 | HID_PG 131-210_150W Mogul Base | 150W Mogul Base | 150 | 188 | 133
[5 empty] | Incand_CFL | Incand./CFL_Incand_CFL | Incand./CFL_Incand_CFL_Incandescent | Incandescent |  |  | 134
[5 empty] | Incand_CFL | Incand./CFL_Incand_CFL | Incand./CFL_Incand_CFL_CFL | CFL |  |  | 135
[5 empty] | MR-16 | MR-16_MR-16 | MR-16_MR-16_MR-16 | MR-16 |  |  | 136
[5 empty] | PAR | PAR_PAR | PAR_PAR_PAR | PAR |  |  | 137
[5 empty] | 2ft_Lamp | T12_2ft_Lamp | T12_2ft_Lamp_T12 2' 20W | T12 2' 20W | 20 | 20 | 138
[5 empty] | 2ft_Lamp | T12_2ft_Lamp | T12_2ft_Lamp_T12 2' 35W | T12 2' 35W | 35 | 35 | 139
[5 empty] | 301-500 | T12_301-500 | T12_301-500_2L T12 8' 215W | 2L T12 8' 215W | 430 | 320 | 140
[5 empty] | 4ft_Lamp | T12_4ft_Lamp | T12_4ft_Lamp_T12 4' 30W | T12 4' 30W | 30 | 30 | 141
[5 empty] | 4ft_Lamp | T12_4ft_Lamp | T12_4ft_Lamp_T12 4' 34W | T12 4' 34W | 34 | 34 | 142
[5 empty] | 4ft_Lamp | T12_4ft_Lamp | T12_4ft_Lamp_T12 4' 40W | T12 4' 40W | 40 | 40 | 143
[5 empty] | 4ft_Lamp | T12_4ft_Lamp | T12_4ft_Lamp_T12 4' 60W | T12 4' 60W | 60 | 60 | 144
[5 empty] | 4ft_Lamp | T12_4ft_Lamp | T12_4ft_Lamp_T12 4' 116W | T12 4' 116W | 116 | 116 | 145
[5 empty] | 8ft_Lamp | T12_8ft_Lamp | T12_8ft_Lamp_T12 8' 60W | T12 8' 60W | 60 | 60 | 146
[5 empty] | 8ft_Lamp | T12_8ft_Lamp | T12_8ft_Lamp_T12 8' 75W | T12 8' 75W | 75 | 75 | 147
[5 empty] | 8ft_Lamp | T12_8ft_Lamp | T12_8ft_Lamp_T12 8' 95W | T12 8' 95W | 95 | 95 | 148
[5 empty] | 8ft_Lamp | T12_8ft_Lamp | T12_8ft_Lamp_T12 8' 110W | T12 8' 110W | 110 | 110 | 149
[5 empty] | 8ft_Lamp | T12_8ft_Lamp | T12_8ft_Lamp_T12 8' 185W | T12 8' 185W | 185 | 185 | 150
[5 empty] | 8ft_Lamp | T12_8ft_Lamp | T12_8ft_Lamp_T12 8' 215W | T12 8' 215W | 215 | 215 | 151
[5 empty] | Ext >500 | T12_Ext >500 | T12_Ext >500_----8 ft Lamps---- | ----8 ft Lamps---- |  |  | 152
[5 empty] | Ext >500 | T12_Ext >500 | T12_Ext >500_3L T12 8' 185W | 3L T12 8' 185W | 555 | 550 | 153
[5 empty] | Ext >500 | T12_Ext >500 | T12_Ext >500_3L T12 8' 215W | 3L T12 8' 215W | 645 | 518 | 154
[5 empty] | Ext ≤210 | T12_Ext ≤210 | T12_Ext ≤210_----2 ft Lamps---- | ----2 ft Lamps---- |  |  | 155
[5 empty] | Ext ≤210 | T12_Ext ≤210 | T12_Ext ≤210_1L T12 2' 20W | 1L T12 2' 20W | 20 | 21 | 156
[5 empty] | Ext ≤210 | T12_Ext ≤210 | T12_Ext ≤210_2L T12 2' 20W | 2L T12 2' 20W | 40 | 53 | 157
[5 empty] | Ext ≤210 | T12_Ext ≤210 | T12_Ext ≤210_3L T12 2' 20W | 3L T12 2' 20W | 60 | 64 | 158
[5 empty] | Ext ≤210 | T12_Ext ≤210 | T12_Ext ≤210_4L T12 2' 20W | 4L T12 2' 20W | 80 | 91 | 159
[5 empty] | Ext ≤210 | T12_Ext ≤210 | T12_Ext ≤210_1L T12 2' 35W | 1L T12 2' 35W | 35 | 64 | 160
[5 empty] | Ext ≤210 | T12_Ext ≤210 | T12_Ext ≤210_2L T12 2' 35W | 2L T12 2' 35W | 70 | 95 | 161
[5 empty] | Ext ≤210 | T12_Ext ≤210 | T12_Ext ≤210_3L T12 2' 35W | 3L T12 2' 35W | 105 | 148 | 162
[5 empty] | Ext ≤210 | T12_Ext ≤210 | T12_Ext ≤210_4L T12 2' 35W | 4L T12 2' 35W | 140 | 183 | 163
[5 empty] | Ext ≤210 | T12_Ext ≤210 | T12_Ext ≤210_----3 ft Lamps---- | ----3 ft Lamps---- |  |  | 164
[5 empty] | Ext ≤210 | T12_Ext ≤210 | T12_Ext ≤210_1L T12 3' 21W | 1L T12 3' 21W | 21 | 25 | 165
[5 empty] | Ext ≤210 | T12_Ext ≤210 | T12_Ext ≤210_2L T12 3' 21W | 2L T12 3' 21W | 42 | 49 | 166
[5 empty] | Ext ≤210 | T12_Ext ≤210 | T12_Ext ≤210_1L T12 3' 24W | 1L T12 3' 24W | 24 | 45 | 167
[5 empty] | Ext ≤210 | T12_Ext ≤210 | T12_Ext ≤210_2L T12 3' 24W | 2L T12 3' 24W | 48 | 65 | 168
[5 empty] | Ext ≤210 | T12_Ext ≤210 | T12_Ext ≤210_1L T12 3' 25W | 1L T12 3' 25W | 25 | 35 | 169
[5 empty] | Ext ≤210 | T12_Ext ≤210 | T12_Ext ≤210_2L T12 3' 25W | 2L T12 3' 25W | 50 | 71 | 170
[5 empty] | Ext ≤210 | T12_Ext ≤210 | T12_Ext ≤210_3L T12 3' 25W | 3L T12 3' 25W | 75 | 70 | 171
[5 empty] | Ext ≤210 | T12_Ext ≤210 | T12_Ext ≤210_4L T12 3' 25W | 4L T12 3' 25W | 100 | 88 | 172
[5 empty] | Ext ≤210 | T12_Ext ≤210 | T12_Ext ≤210_1L T12 3' 30W | 1L T12 3' 30W | 30 | 40 | 173
[5 empty] | Ext ≤210 | T12_Ext ≤210 | T12_Ext ≤210_2L T12 3' 30W | 2L T12 3' 30W | 60 | 75 | 174
[5 empty] | Ext ≤210 | T12_Ext ≤210 | T12_Ext ≤210_3L T12 3' 30W | 3L T12 3' 30W | 90 | 113 | 175
[5 empty] | Ext ≤210 | T12_Ext ≤210 | T12_Ext ≤210_4L T12 3' 30W | 4L T12 3' 30W | 120 | 138 | 176
[5 empty] | Ext ≤210 | T12_Ext ≤210 | T12_Ext ≤210_1L T12 3' 50W | 1L T12 3' 50W | 50 | 72 | 177
[5 empty] | Ext ≤210 | T12_Ext ≤210 | T12_Ext ≤210_2L T12 3' 50W | 2L T12 3' 50W | 100 | 110 | 178
[5 empty] | Ext ≤210 | T12_Ext ≤210 | T12_Ext ≤210_3L T12 3' 50W | 3L T12 3' 50W | 150 | 166 | 179
[5 empty] | Ext ≤210 | T12_Ext ≤210 | T12_Ext ≤210_----4 ft Lamps---- | ----4 ft Lamps---- |  |  | 180
[5 empty] | Ext ≤210 | T12_Ext ≤210 | T12_Ext ≤210_1L T12 4' 30W | 1L T12 4' 30W | 30 | 49 | 181
[5 empty] | Ext ≤210 | T12_Ext ≤210 | T12_Ext ≤210_2L T12 4' 30W | 2L T12 4' 30W | 60 | 80 | 182
[5 empty] | Ext ≤210 | T12_Ext ≤210 | T12_Ext ≤210_1L T12 4' 34W | 1L T12 4' 34W | 34 | 45 | 183
[5 empty] | Ext ≤210 | T12_Ext ≤210 | T12_Ext ≤210_2L T12 4' 34W | 2L T12 4' 34W | 68 | 84 | 184
[5 empty] | Ext ≤210 | T12_Ext ≤210 | T12_Ext ≤210_3L T12 4' 34W | 3L T12 4' 34W | 102 | 127 | 185
[5 empty] | Ext ≤210 | T12_Ext ≤210 | T12_Ext ≤210_4L T12 4' 34W | 4L T12 4' 34W | 136 | 156 | 186
[5 empty] | Ext ≤210 | T12_Ext ≤210 | T12_Ext ≤210_1L T12 4' 40W | 1L T12 4' 40W | 40 | 51 | 187
[5 empty] | Ext ≤210 | T12_Ext ≤210 | T12_Ext ≤210_2L T12 4' 40W | 2L T12 4' 40W | 80 | 97 | 188
[5 empty] | Ext ≤210 | T12_Ext ≤210 | T12_Ext ≤210_3L T12 4' 40W | 3L T12 4' 40W | 120 | 135 | 189
[5 empty] | Ext ≤210 | T12_Ext ≤210 | T12_Ext ≤210_4L T12 4' 40W | 4L T12 4' 40W | 160 | 175 | 190
[5 empty] | Ext ≤210 | T12_Ext ≤210 | T12_Ext ≤210_1L T12 4' 60W | 1L T12 4' 60W | 60 | 82 | 191
[5 empty] | Ext ≤210 | T12_Ext ≤210 | T12_Ext ≤210_2L T12 4' 60W | 2L T12 4' 60W | 120 | 133 | 192
[5 empty] | Ext ≤210 | T12_Ext ≤210 | T12_Ext ≤210_3L T12 4' 60W | 3L T12 4' 60W | 180 | 204 | 193
[5 empty] | Ext ≤210 | T12_Ext ≤210 | T12_Ext ≤210_1L T12 4' 116W | 1L T12 4' 116W | 116 | 130 | 194
[5 empty] | Ext ≤210 | T12_Ext ≤210 | T12_Ext ≤210_----6 ft Lamps---- | ----6 ft Lamps---- |  |  | 195
[5 empty] | Ext ≤210 | T12_Ext ≤210 | T12_Ext ≤210_1L T12 6' 168W | 1L T12 6' 168W | 168 | 169 | 196
[5 empty] | Ext ≤210 | T12_Ext ≤210 | T12_Ext ≤210_1L T12 6' 57W | 1L T12 6' 57W | 57 | 80 | 197
[5 empty] | Ext ≤210 | T12_Ext ≤210 | T12_Ext ≤210_2L T12 6' 57W | 2L T12 6' 57W | 114 | 122 | 198
[5 empty] | Ext ≤210 | T12_Ext ≤210 | T12_Ext ≤210_1L T12 6' 85W | 1L T12 6' 85W | 85 | 106 | 199
[5 empty] | Ext ≤210 | T12_Ext ≤210 | T12_Ext ≤210_2L T12 6' 85W | 2L T12 6' 85W | 170 | 190 | 200
[5 empty] | Ext ≤210 | T12_Ext ≤210 | T12_Ext ≤210_----8 ft Lamps---- | ----8 ft Lamps---- |  |  | 201
[5 empty] | Ext ≤210 | T12_Ext ≤210 | T12_Ext ≤210_1L T12 8' 60W | 1L T12 8' 60W | 60 | 74 | 202
[5 empty] | Ext ≤210 | T12_Ext ≤210 | T12_Ext ≤210_2L T12 8' 60W | 2L T12 8' 60W | 120 | 113 | 203
[5 empty] | Ext ≤210 | T12_Ext ≤210 | T12_Ext ≤210_1L T12 8' 75W | 1L T12 8' 75W | 75 | 94 | 204
[5 empty] | Ext ≤210 | T12_Ext ≤210 | T12_Ext ≤210_2L T12 8' 75W | 2L T12 8' 75W | 150 | 145 | 205
[5 empty] | Ext ≤210 | T12_Ext ≤210 | T12_Ext ≤210_1L T12 8' 95W | 1L T12 8' 95W | 95 | 125 | 206
[5 empty] | Ext ≤210 | T12_Ext ≤210 | T12_Ext ≤210_1L T12 8' 110W | 1L T12 8' 110W | 110 | 140 | 207
[5 empty] | Ext ≤210 | T12_Ext ≤210 | T12_Ext ≤210_1L T12 8' 185W | 1L T12 8' 185W | 185 | 198 | 208
[5 empty] | Ext 211-300 | T12_Ext 211-300 | T12_Ext 211-300_----3 ft Lamps---- | ----3 ft Lamps---- |  |  | 209
[5 empty] | Ext 211-300 | T12_Ext 211-300 | T12_Ext 211-300_4L T12 3' 50W | 4L T12 3' 50W | 200 | 212 | 210
[5 empty] | Ext 211-300 | T12_Ext 211-300 | T12_Ext 211-300_----4 ft Lamps---- | ----4 ft Lamps---- |  |  | 211
[5 empty] | Ext 211-300 | T12_Ext 211-300 | T12_Ext 211-300_4L T12 4' 60W | 4L T12 4' 60W | 240 | 263 | 212
[5 empty] | Ext 211-300 | T12_Ext 211-300 | T12_Ext 211-300_2L T12 4' 116W | 2L T12 4' 116W | 232 | 230 | 213
[5 empty] | Ext 211-300 | T12_Ext 211-300 | T12_Ext 211-300_----6 ft Lamps---- | ----6 ft Lamps---- |  |  | 214
[5 empty] | Ext 211-300 | T12_Ext 211-300 | T12_Ext 211-300_3L T12 6' 85W | 3L T12 6' 85W | 255 | 291 | 215
[5 empty] | Ext 211-300 | T12_Ext 211-300 | T12_Ext 211-300_----8 ft Lamps---- | ----8 ft Lamps---- |  |  | 216
[5 empty] | Ext 211-300 | T12_Ext 211-300 | T12_Ext 211-300_4L T12 8' 60W | 4L T12 8' 60W | 240 | 246 | 217
[5 empty] | Ext 211-300 | T12_Ext 211-300 | T12_Ext 211-300_2L T12 8' 95W | 2L T12 8' 95W | 190 | 216 | 218
[5 empty] | Ext 211-300 | T12_Ext 211-300 | T12_Ext 211-300_2L T12 8' 110W | 2L T12 8' 110W | 220 | 258 | 219
[5 empty] | Ext 211-300 | T12_Ext 211-300 | T12_Ext 211-300_1L T12 8' 215W | 1L T12 8' 215W | 215 | 213 | 220
[5 empty] | Ext 301-500 | T12_Ext 301-500 | T12_Ext 301-500_----4 ft Lamps---- | ----4 ft Lamps---- |  |  | 221
[5 empty] | Ext 301-500 | T12_Ext 301-500 | T12_Ext 301-500_3L T12 4' 116W | 3L T12 4' 116W | 348 | 329 | 222
[5 empty] | Ext 301-500 | T12_Ext 301-500 | T12_Ext 301-500_----6 ft Lamps---- | ----6 ft Lamps---- |  |  | 223
[5 empty] | Ext 301-500 | T12_Ext 301-500 | T12_Ext 301-500_2L T12 6' 168W | 2L T12 6' 168W | 336 | 314 | 224
[5 empty] | Ext 301-500 | T12_Ext 301-500 | T12_Ext 301-500_3L T12 6' 168W | 3L T12 6' 168W | 504 | 424 | 225
[5 empty] | Ext 301-500 | T12_Ext 301-500 | T12_Ext 301-500_4L T12 6' 85W | 4L T12 6' 85W | 340 | 323 | 226
[5 empty] | Ext 301-500 | T12_Ext 301-500 | T12_Ext 301-500_----8 ft Lamps---- | ----8 ft Lamps---- |  |  | 227
[5 empty] | Ext 301-500 | T12_Ext 301-500 | T12_Ext 301-500_2L T12 8' 185W | 2L T12 8' 185W | 370 | 398 | 228
[5 empty] | Fixture | T12_Fixture | T12_Fixture_----2 ft Lamps---- | ----2 ft Lamps---- |  |  | 229
[5 empty] | Fixture | T12_Fixture | T12_Fixture_1L T12 2' 20W | 1L T12 2' 20W | 20 | 21 | 230
[5 empty] | Fixture | T12_Fixture | T12_Fixture_2L T12 2' 20W | 2L T12 2' 20W | 40 | 53 | 231
[5 empty] | Fixture | T12_Fixture | T12_Fixture_3L T12 2' 20W | 3L T12 2' 20W | 60 | 64 | 232
[5 empty] | Fixture | T12_Fixture | T12_Fixture_4L T12 2' 20W | 4L T12 2' 20W | 80 | 91 | 233
[5 empty] | Fixture | T12_Fixture | T12_Fixture_1L T12 2' 35W | 1L T12 2' 35W | 35 | 64 | 234
[5 empty] | Fixture | T12_Fixture | T12_Fixture_2L T12 2' 35W | 2L T12 2' 35W | 70 | 95 | 235
[5 empty] | Fixture | T12_Fixture | T12_Fixture_3L T12 2' 35W | 3L T12 2' 35W | 105 | 148 | 236
[5 empty] | Fixture | T12_Fixture | T12_Fixture_4L T12 2' 35W | 4L T12 2' 35W | 140 | 183 | 237
[5 empty] | Fixture | T12_Fixture | T12_Fixture_----3 ft Lamps---- | ----3 ft Lamps---- |  |  | 238
[5 empty] | Fixture | T12_Fixture | T12_Fixture_1L T12 3' 21W | 1L T12 3' 21W | 21 | 25 | 239
[5 empty] | Fixture | T12_Fixture | T12_Fixture_2L T12 3' 21W | 2L T12 3' 21W | 42 | 49 | 240
[5 empty] | Fixture | T12_Fixture | T12_Fixture_1L T12 3' 24W | 1L T12 3' 24W | 24 | 45 | 241
[5 empty] | Fixture | T12_Fixture | T12_Fixture_2L T12 3' 24W | 2L T12 3' 24W | 48 | 65 | 242
[5 empty] | Fixture | T12_Fixture | T12_Fixture_1L T12 3' 25W | 1L T12 3' 25W | 25 | 35 | 243
[5 empty] | Fixture | T12_Fixture | T12_Fixture_2L T12 3' 25W | 2L T12 3' 25W | 50 | 71 | 244
[5 empty] | Fixture | T12_Fixture | T12_Fixture_3L T12 3' 25W | 3L T12 3' 25W | 75 | 70 | 245
[5 empty] | Fixture | T12_Fixture | T12_Fixture_4L T12 3' 25W | 4L T12 3' 25W | 100 | 88 | 246
[5 empty] | Fixture | T12_Fixture | T12_Fixture_1L T12 3' 30W | 1L T12 3' 30W | 30 | 40 | 247
[5 empty] | Fixture | T12_Fixture | T12_Fixture_2L T12 3' 30W | 2L T12 3' 30W | 60 | 75 | 248
[5 empty] | Fixture | T12_Fixture | T12_Fixture_3L T12 3' 30W | 3L T12 3' 30W | 90 | 113 | 249
[5 empty] | Fixture | T12_Fixture | T12_Fixture_4L T12 3' 30W | 4L T12 3' 30W | 120 | 138 | 250
[5 empty] | Fixture | T12_Fixture | T12_Fixture_1L T12 3' 50W | 1L T12 3' 50W | 50 | 72 | 251
[5 empty] | Fixture | T12_Fixture | T12_Fixture_2L T12 3' 50W | 2L T12 3' 50W | 100 | 110 | 252
[5 empty] | Fixture | T12_Fixture | T12_Fixture_3L T12 3' 50W | 3L T12 3' 50W | 150 | 166 | 253
[5 empty] | Fixture | T12_Fixture | T12_Fixture_4L T12 3' 50W | 4L T12 3' 50W | 200 | 212 | 254
[5 empty] | Fixture | T12_Fixture | T12_Fixture_----4 ft Lamps---- | ----4 ft Lamps---- |  |  | 255
[5 empty] | Fixture | T12_Fixture | T12_Fixture_1L T12 4' 30W | 1L T12 4' 30W | 30 | 49 | 256
[5 empty] | Fixture | T12_Fixture | T12_Fixture_2L T12 4' 30W | 2L T12 4' 30W | 60 | 80 | 257
[5 empty] | Fixture | T12_Fixture | T12_Fixture_1L T12 4' 34W | 1L T12 4' 34W | 34 | 45 | 258
[5 empty] | Fixture | T12_Fixture | T12_Fixture_2L T12 4' 34W | 2L T12 4' 34W | 68 | 84 | 259
[5 empty] | Fixture | T12_Fixture | T12_Fixture_3L T12 4' 34W | 3L T12 4' 34W | 102 | 127 | 260
[5 empty] | Fixture | T12_Fixture | T12_Fixture_4L T12 4' 34W | 4L T12 4' 34W | 136 | 156 | 261
[5 empty] | Fixture | T12_Fixture | T12_Fixture_1L T12 4' 40W | 1L T12 4' 40W | 40 | 51 | 262
[5 empty] | Fixture | T12_Fixture | T12_Fixture_2L T12 4' 40W | 2L T12 4' 40W | 80 | 97 | 263
[5 empty] | Fixture | T12_Fixture | T12_Fixture_3L T12 4' 40W | 3L T12 4' 40W | 120 | 135 | 264
[5 empty] | Fixture | T12_Fixture | T12_Fixture_4L T12 4' 40W | 4L T12 4' 40W | 160 | 175 | 265
[5 empty] | Fixture | T12_Fixture | T12_Fixture_1L T12 4' 60W | 1L T12 4' 60W | 60 | 82 | 266
[5 empty] | Fixture | T12_Fixture | T12_Fixture_2L T12 4' 60W | 2L T12 4' 60W | 120 | 133 | 267
[5 empty] | Fixture | T12_Fixture | T12_Fixture_3L T12 4' 60W | 3L T12 4' 60W | 180 | 204 | 268
[5 empty] | Fixture | T12_Fixture | T12_Fixture_4L T12 4' 60W | 4L T12 4' 60W | 240 | 263 | 269
[5 empty] | Fixture | T12_Fixture | T12_Fixture_1L T12 4' 116W | 1L T12 4' 116W | 116 | 130 | 270
[5 empty] | Fixture | T12_Fixture | T12_Fixture_2L T12 4' 116W | 2L T12 4' 116W | 232 | 230 | 271
[5 empty] | Fixture | T12_Fixture | T12_Fixture_3L T12 4' 116W | 3L T12 4' 116W | 348 | 329 | 272
[5 empty] | Fixture | T12_Fixture | T12_Fixture_----5 ft Lamps---- | ----5 ft Lamps---- |  |  | 273
[5 empty] | Fixture | T12_Fixture | T12_Fixture_1L T12 5' 138W | 1L T12 5' 138W | 138 | 140 | 274
[5 empty] | Fixture | T12_Fixture | T12_Fixture_2L T12 5' 138W | 2L T12 5' 138W | 138 | 241 | 275
[5 empty] | Fixture | T12_Fixture | T12_Fixture_1L T12 5' 50W | 1L T12 5' 50W | 50 | 72 | 276
[5 empty] | Fixture | T12_Fixture | T12_Fixture_2L T12 5' 50W | 2L T12 5' 50W | 100 | 111 | 277
[5 empty] | Fixture | T12_Fixture | T12_Fixture_1L T12 5' 75W | 1L T12 5' 75W | 75 | 98 | 278
[5 empty] | Fixture | T12_Fixture | T12_Fixture_2L T12 5' 75W | 2L T12 5' 75W | 150 | 163 | 279
[5 empty] | Fixture | T12_Fixture | T12_Fixture_3L T12 5' 75W | 3L T12 5' 75W | 225 | 223 | 280
[5 empty] | Fixture | T12_Fixture | T12_Fixture_4L T12 5' 75W | 4L T12 5' 75W | 300 | 278 | 281
[5 empty] | Fixture | T12_Fixture | T12_Fixture_----6 ft Lamps---- | ----6 ft Lamps---- |  |  | 282
[5 empty] | Fixture | T12_Fixture | T12_Fixture_1L T12 6' 168W | 1L T12 6' 168W | 168 | 169 | 283
[5 empty] | Fixture | T12_Fixture | T12_Fixture_2L T12 6' 168W | 2L T12 6' 168W | 336 | 314 | 284
[5 empty] | Fixture | T12_Fixture | T12_Fixture_3L T12 6' 168W | 3L T12 6' 168W | 504 | 424 | 285
[5 empty] | Fixture | T12_Fixture | T12_Fixture_1L T12 6' 57W | 1L T12 6' 57W | 57 | 80 | 286
[5 empty] | Fixture | T12_Fixture | T12_Fixture_2L T12 6' 57W | 2L T12 6' 57W | 114 | 122 | 287
[5 empty] | Fixture | T12_Fixture | T12_Fixture_1L T12 6' 85W | 1L T12 6' 85W | 85 | 106 | 288
[5 empty] | Fixture | T12_Fixture | T12_Fixture_2L T12 6' 85W | 2L T12 6' 85W | 170 | 190 | 289
[5 empty] | Fixture | T12_Fixture | T12_Fixture_3L T12 6' 85W | 3L T12 6' 85W | 255 | 291 | 290
[5 empty] | Fixture | T12_Fixture | T12_Fixture_4L T12 6' 85W | 4L T12 6' 85W | 340 | 323 | 291
[5 empty] | Fixture | T12_Fixture | T12_Fixture_----7 ft Lamps---- | ----7 ft Lamps---- |  |  | 292
[5 empty] | Fixture | T12_Fixture | T12_Fixture_1L T12 7' 65W | 1L T12 7' 65W | 65 | 89 | 293
[5 empty] | Fixture | T12_Fixture | T12_Fixture_2L T12 7' 65W | 2L T12 7' 65W | 130 | 143 | 294
[5 empty] | Fixture | T12_Fixture | T12_Fixture_1L T12 7' 100W | 1L T12 7' 100W | 100 | 113 | 295
[5 empty] | Fixture | T12_Fixture | T12_Fixture_2L T12 7' 100W | 2L T12 7' 100W | 200 | 209 | 296
[5 empty] | Fixture | T12_Fixture | T12_Fixture_3L T12 7' 100W | 3L T12 7' 100W | 300 | 278 | 297
[5 empty] | Fixture | T12_Fixture | T12_Fixture_----8 ft Lamps---- | ----8 ft Lamps---- |  |  | 298
[5 empty] | Fixture | T12_Fixture | T12_Fixture_1L T12 8' 60W | 1L T12 8' 60W | 60 | 74 | 299
[5 empty] | Fixture | T12_Fixture | T12_Fixture_2L T12 8' 60W | 2L T12 8' 60W | 120 | 113 | 300
[5 empty] | Fixture | T12_Fixture | T12_Fixture_4L T12 8' 60W | 4L T12 8' 60W | 240 | 246 | 301
[5 empty] | Fixture | T12_Fixture | T12_Fixture_1L T12 8' 75W | 1L T12 8' 75W | 75 | 94 | 302
[5 empty] | Fixture | T12_Fixture | T12_Fixture_2L T12 8' 75W | 2L T12 8' 75W | 150 | 145 | 303
[5 empty] | Fixture | T12_Fixture | T12_Fixture_1L T12 8' 95W | 1L T12 8' 95W | 95 | 125 | 304
[5 empty] | Fixture | T12_Fixture | T12_Fixture_2L T12 8' 95W | 2L T12 8' 95W | 190 | 216 | 305
[5 empty] | Fixture | T12_Fixture | T12_Fixture_1L T12 8' 110W | 1L T12 8' 110W | 110 | 140 | 306
[5 empty] | Fixture | T12_Fixture | T12_Fixture_2L T12 8' 110W | 2L T12 8' 110W | 220 | 258 | 307
[5 empty] | Fixture | T12_Fixture | T12_Fixture_1L T12 8' 185W | 1L T12 8' 185W | 185 | 198 | 308
[5 empty] | Fixture | T12_Fixture | T12_Fixture_2L T12 8' 185W | 2L T12 8' 185W | 370 | 398 | 309
[5 empty] | Fixture | T12_Fixture | T12_Fixture_3L T12 8' 185W | 3L T12 8' 185W | 555 | 550 | 310
[5 empty] | Fixture | T12_Fixture | T12_Fixture_1L T12 8' 215W | 1L T12 8' 215W | 215 | 213 | 311
[5 empty] | Fixture | T12_Fixture | T12_Fixture_2L T12 8' 215W | 2L T12 8' 215W | 430 | 320 | 312
[5 empty] | Fixture | T12_Fixture | T12_Fixture_3L T12 8' 215W | 3L T12 8' 215W | 645 | 518 | 313
[5 empty] | PG <=130 | T12_PG <=130 | T12_PG <=130_----2 ft Lamps---- | ----2 ft Lamps---- |  |  | 314
[5 empty] | PG <=130 | T12_PG <=130 | T12_PG <=130_1L T12 2' 20W | 1L T12 2' 20W | 20 | 21 | 315
[5 empty] | PG <=130 | T12_PG <=130 | T12_PG <=130_2L T12 2' 20W | 2L T12 2' 20W | 40 | 53 | 316
[5 empty] | PG <=130 | T12_PG <=130 | T12_PG <=130_3L T12 2' 20W | 3L T12 2' 20W | 60 | 64 | 317
[5 empty] | PG <=130 | T12_PG <=130 | T12_PG <=130_4L T12 2' 20W | 4L T12 2' 20W | 80 | 91 | 318
[5 empty] | PG <=130 | T12_PG <=130 | T12_PG <=130_1L T12 2' 35W | 1L T12 2' 35W | 35 | 64 | 319
[5 empty] | PG <=130 | T12_PG <=130 | T12_PG <=130_2L T12 2' 35W | 2L T12 2' 35W | 70 | 95 | 320
[5 empty] | PG <=130 | T12_PG <=130 | T12_PG <=130_----3 ft Lamps---- | ----3 ft Lamps---- |  |  | 321
[5 empty] | PG <=130 | T12_PG <=130 | T12_PG <=130_1L T12 3' 21W | 1L T12 3' 21W | 21 | 25 | 322
[5 empty] | PG <=130 | T12_PG <=130 | T12_PG <=130_2L T12 3' 21W | 2L T12 3' 21W | 42 | 49 | 323
[5 empty] | PG <=130 | T12_PG <=130 | T12_PG <=130_1L T12 3' 24W | 1L T12 3' 24W | 24 | 45 | 324
[5 empty] | PG <=130 | T12_PG <=130 | T12_PG <=130_2L T12 3' 24W | 2L T12 3' 24W | 48 | 65 | 325
[5 empty] | PG <=130 | T12_PG <=130 | T12_PG <=130_1L T12 3' 25W | 1L T12 3' 25W | 25 | 35 | 326
[5 empty] | PG <=130 | T12_PG <=130 | T12_PG <=130_2L T12 3' 25W | 2L T12 3' 25W | 50 | 71 | 327
[5 empty] | PG <=130 | T12_PG <=130 | T12_PG <=130_3L T12 3' 25W | 3L T12 3' 25W | 75 | 70 | 328
[5 empty] | PG <=130 | T12_PG <=130 | T12_PG <=130_4L T12 3' 25W | 4L T12 3' 25W | 100 | 88 | 329
[5 empty] | PG <=130 | T12_PG <=130 | T12_PG <=130_1L T12 3' 30W | 1L T12 3' 30W | 30 | 40 | 330
[5 empty] | PG <=130 | T12_PG <=130 | T12_PG <=130_2L T12 3' 30W | 2L T12 3' 30W | 60 | 75 | 331
[5 empty] | PG <=130 | T12_PG <=130 | T12_PG <=130_3L T12 3' 30W | 3L T12 3' 30W | 90 | 113 | 332
[5 empty] | PG <=130 | T12_PG <=130 | T12_PG <=130_1L T12 3' 50W | 1L T12 3' 50W | 50 | 72 | 333
[5 empty] | PG <=130 | T12_PG <=130 | T12_PG <=130_2L T12 3' 50W | 2L T12 3' 50W | 100 | 110 | 334
[5 empty] | PG <=130 | T12_PG <=130 | T12_PG <=130_----4 ft Lamps---- | ----4 ft Lamps---- |  |  | 335
[5 empty] | PG <=130 | T12_PG <=130 | T12_PG <=130_1L T12 4' 30W | 1L T12 4' 30W | 30 | 49 | 336
[5 empty] | PG <=130 | T12_PG <=130 | T12_PG <=130_2L T12 4' 30W | 2L T12 4' 30W | 60 | 80 | 337
[5 empty] | PG <=130 | T12_PG <=130 | T12_PG <=130_1L T12 4' 34W | 1L T12 4' 34W | 34 | 45 | 338
[5 empty] | PG <=130 | T12_PG <=130 | T12_PG <=130_2L T12 4' 34W | 2L T12 4' 34W | 68 | 84 | 339
[5 empty] | PG <=130 | T12_PG <=130 | T12_PG <=130_3L T12 4' 34W | 3L T12 4' 34W | 102 | 127 | 340
[5 empty] | PG <=130 | T12_PG <=130 | T12_PG <=130_1L T12 4' 40W | 1L T12 4' 40W | 40 | 51 | 341
[5 empty] | PG <=130 | T12_PG <=130 | T12_PG <=130_2L T12 4' 40W | 2L T12 4' 40W | 80 | 97 | 342
[5 empty] | PG <=130 | T12_PG <=130 | T12_PG <=130_1L T12 4' 60W | 1L T12 4' 60W | 60 | 82 | 343
[5 empty] | PG <=130 | T12_PG <=130 | T12_PG <=130_1L T12 4' 116W | 1L T12 4' 116W | 116 | 130 | 344
[5 empty] | PG <=130 | T12_PG <=130 | T12_PG <=130_----6 ft Lamps---- | ----6 ft Lamps---- |  |  | 345
[5 empty] | PG <=130 | T12_PG <=130 | T12_PG <=130_1L T12 6' 57W | 1L T12 6' 57W | 57 | 80 | 346
[5 empty] | PG <=130 | T12_PG <=130 | T12_PG <=130_2L T12 6' 57W | 2L T12 6' 57W | 114 | 122 | 347
[5 empty] | PG <=130 | T12_PG <=130 | T12_PG <=130_1L T12 6' 85W | 1L T12 6' 85W | 85 | 106 | 348
[5 empty] | PG <=130 | T12_PG <=130 | T12_PG <=130_----8 ft Lamps---- | ----8 ft Lamps---- |  |  | 349
[5 empty] | PG <=130 | T12_PG <=130 | T12_PG <=130_1L T12 8' 60W | 1L T12 8' 60W | 60 | 74 | 350
[5 empty] | PG <=130 | T12_PG <=130 | T12_PG <=130_1L T12 8' 75W | 1L T12 8' 75W | 75 | 94 | 351
[5 empty] | PG <=130 | T12_PG <=130 | T12_PG <=130_1L T12 8' 95W | 1L T12 8' 95W | 95 | 125 | 352
[5 empty] | PG <=130 | T12_PG <=130 | T12_PG <=130_2L T12 8' 60W | 2L T12 8' 60W | 120 | 113 | 353
[5 empty] | PG >210 | T12_PG >210 | T12_PG >210_----3 ft Lamps---- | ----3 ft Lamps---- |  |  | 354
[5 empty] | PG >210 | T12_PG >210 | T12_PG >210_4L T12 3' 50W | 4L T12 3' 50W | 200 | 212 | 355
[5 empty] | PG >210 | T12_PG >210 | T12_PG >210_----4 ft Lamps---- | ----4 ft Lamps---- |  |  | 356
[5 empty] | PG >210 | T12_PG >210 | T12_PG >210_4L T12 4' 60W | 4L T12 4' 60W | 240 | 263 | 357
[5 empty] | PG >210 | T12_PG >210 | T12_PG >210_2L T12 4' 116W | 2L T12 4' 116W | 232 | 230 | 358
[5 empty] | PG >210 | T12_PG >210 | T12_PG >210_3L T12 4' 116W | 3L T12 4' 116W | 348 | 329 | 359
[5 empty] | PG >210 | T12_PG >210 | T12_PG >210_----6 ft Lamps---- | ----6 ft Lamps---- |  |  | 360
[5 empty] | PG >210 | T12_PG >210 | T12_PG >210_2L T12 6' 168W | 2L T12 6' 168W | 336 | 314 | 361
[5 empty] | PG >210 | T12_PG >210 | T12_PG >210_3L T12 6' 168W | 3L T12 6' 168W | 504 | 424 | 362
[5 empty] | PG >210 | T12_PG >210 | T12_PG >210_3L T12 6' 85W | 3L T12 6' 85W | 255 | 291 | 363
[5 empty] | PG >210 | T12_PG >210 | T12_PG >210_4L T12 6' 85W | 4L T12 6' 85W | 340 | 323 | 364
[5 empty] | PG >210 | T12_PG >210 | T12_PG >210_----8 ft Lamps---- | ----8 ft Lamps---- |  |  | 365
[5 empty] | PG >210 | T12_PG >210 | T12_PG >210_4L T12 8' 60W | 4L T12 8' 60W | 240 | 246 | 366
[5 empty] | PG >210 | T12_PG >210 | T12_PG >210_2L T12 8' 95W | 2L T12 8' 95W | 190 | 216 | 367
[5 empty] | PG >210 | T12_PG >210 | T12_PG >210_2L T12 8' 110W | 2L T12 8' 110W | 220 | 258 | 368
[5 empty] | PG >210 | T12_PG >210 | T12_PG >210_2L T12 8' 185W | 2L T12 8' 185W | 370 | 398 | 369
[5 empty] | PG >210 | T12_PG >210 | T12_PG >210_3L T12 8' 185W | 3L T12 8' 185W | 555 | 550 | 370
[5 empty] | PG >210 | T12_PG >210 | T12_PG >210_1L T12 8' 215W | 1L T12 8' 215W | 215 | 213 | 371
[5 empty] | PG >210 | T12_PG >210 | T12_PG >210_2L T12 8' 215W | 2L T12 8' 215W | 430 | 320 | 372
[5 empty] | PG >210 | T12_PG >210 | T12_PG >210_3L T12 8' 215W | 3L T12 8' 215W | 645 | 518 | 373
[5 empty] | PG 131-210 | T12_PG 131-210 | T12_PG 131-210_----2 ft Lamps---- | ----2 ft Lamps---- |  |  | 374
[5 empty] | PG 131-210 | T12_PG 131-210 | T12_PG 131-210_3L T12 2' 35W | 3L T12 2' 35W | 105 | 148 | 375
[5 empty] | PG 131-210 | T12_PG 131-210 | T12_PG 131-210_4L T12 2' 35W | 4L T12 2' 35W | 140 | 183 | 376
[5 empty] | PG 131-210 | T12_PG 131-210 | T12_PG 131-210_----3 ft Lamps---- | ----3 ft Lamps---- |  |  | 377
[5 empty] | PG 131-210 | T12_PG 131-210 | T12_PG 131-210_4L T12 3' 30W | 4L T12 3' 30W | 120 | 138 | 378
[5 empty] | PG 131-210 | T12_PG 131-210 | T12_PG 131-210_3L T12 3' 50W | 3L T12 3' 50W | 150 | 166 | 379
[5 empty] | PG 131-210 | T12_PG 131-210 | T12_PG 131-210_----4 ft Lamps---- | ----4 ft Lamps---- |  |  | 380
[5 empty] | PG 131-210 | T12_PG 131-210 | T12_PG 131-210_4L T12 4' 34W | 4L T12 4' 34W | 136 | 156 | 381
[5 empty] | PG 131-210 | T12_PG 131-210 | T12_PG 131-210_3L T12 4' 40W | 3L T12 4' 40W | 120 | 135 | 382
[5 empty] | PG 131-210 | T12_PG 131-210 | T12_PG 131-210_4L T12 4' 40W | 4L T12 4' 40W | 160 | 175 | 383
[5 empty] | PG 131-210 | T12_PG 131-210 | T12_PG 131-210_2L T12 4' 60W | 2L T12 4' 60W | 120 | 133 | 384
[5 empty] | PG 131-210 | T12_PG 131-210 | T12_PG 131-210_3L T12 4' 60W | 3L T12 4' 60W | 180 | 204 | 385
[5 empty] | PG 131-210 | T12_PG 131-210 | T12_PG 131-210_----6 ft Lamps---- | ----6 ft Lamps---- |  |  | 386
[5 empty] | PG 131-210 | T12_PG 131-210 | T12_PG 131-210_2L T12 6' 85W | 2L T12 6' 85W | 170 | 190 | 387
[5 empty] | PG 131-210 | T12_PG 131-210 | T12_PG 131-210_1L T12 6' 168W | 1L T12 6' 168W | 168 | 169 | 388
[5 empty] | PG 131-210 | T12_PG 131-210 | T12_PG 131-210_----8 ft Lamps---- | ----8 ft Lamps---- |  |  | 389
[5 empty] | PG 131-210 | T12_PG 131-210 | T12_PG 131-210_2L T12 8' 75W | 2L T12 8' 75W | 150 | 145 | 390
[5 empty] | PG 131-210 | T12_PG 131-210 | T12_PG 131-210_1L T12 8' 110W | 1L T12 8' 110W | 110 | 140 | 391
[5 empty] | PG 131-210 | T12_PG 131-210 | T12_PG 131-210_1L T12 8' 185W | 1L T12 8' 185W | 185 | 198 | 392
[5 empty] | Retrofit_2ft | T12_Retrofit_2ft | T12_Retrofit_2ft_1L T12 2' 20W | 1L T12 2' 20W | 20 | 21 | 393
[5 empty] | Retrofit_2ft | T12_Retrofit_2ft | T12_Retrofit_2ft_1L T12 2' 35W | 1L T12 2' 35W | 35 | 64 | 394
[5 empty] | Retrofit_2ft | T12_Retrofit_2ft | T12_Retrofit_2ft_2L T12 2' 20W | 2L T12 2' 20W | 40 | 53 | 395
[5 empty] | Retrofit_2ft | T12_Retrofit_2ft | T12_Retrofit_2ft_2L T12 2' 35W | 2L T12 2' 35W | 70 | 95 | 396
[5 empty] | Retrofit_2ft | T12_Retrofit_2ft | T12_Retrofit_2ft_3L T12 2' 20W | 3L T12 2' 20W | 60 | 64 | 397
[5 empty] | Retrofit_2ft | T12_Retrofit_2ft | T12_Retrofit_2ft_3L T12 2' 35W | 3L T12 2' 35W | 105 | 148 | 398
[5 empty] | Retrofit_2ft | T12_Retrofit_2ft | T12_Retrofit_2ft_4L T12 2' 20W | 4L T12 2' 20W | 80 | 91 | 399
[5 empty] | Retrofit_2ft | T12_Retrofit_2ft | T12_Retrofit_2ft_4L T12 2' 35W | 4L T12 2' 35W | 140 | 183 | 400
[5 empty] | Retrofit_2U | T12_Retrofit_2U | T12_Retrofit_2U_1L T12 Ubend 34W | 1L T12 Ubend 34W | 34 | 43 | 401 | 2008 Oncor Electric Delivery Lighting Table - Fluorescent, (1) U-Tube, ES Lamp
[5 empty] | Retrofit_2U | T12_Retrofit_2U | T12_Retrofit_2U_1L T12 Ubend 40W | 1L T12 Ubend 40W | 40 | 43 | 402 | 2008 Oncor Electric Delivery Lighting Table - Fluorescent, (1) U-Tube, ES Lamp
[5 empty] | Retrofit_2U | T12_Retrofit_2U | T12_Retrofit_2U_2L T12 Ubend 34W | 2L T12 Ubend 34W | 68 | 63 | 403 | 2008 Oncor Electric Delivery Lighting Table - Fluorescent (2) 48" U-bent ES lamps, Electronic ballast, NLO (0.85 < BF < 0.95)
[5 empty] | Retrofit_2U | T12_Retrofit_2U | T12_Retrofit_2U_2L T12 Ubend 40W | 2L T12 Ubend 40W | 80 | 63 | 404 | 2008 Oncor Electric Delivery Lighting Table - Fluorescent (2) 48" U-bent Standard lamps, Electronic ballast, NLO (0.85 < BF < 0.95)
[5 empty] | Retrofit_4ft_1x4 | T12_Retrofit_4ft_1x4 | T12_Retrofit_4ft_1x4_1L T12 4' 30W | 1L T12 4' 30W | 30 | 49 | 405
[5 empty] | Retrofit_4ft_1x4 | T12_Retrofit_4ft_1x4 | T12_Retrofit_4ft_1x4_1L T12 4' 34W | 1L T12 4' 34W | 34 | 45 | 406
[5 empty] | Retrofit_4ft_1x4 | T12_Retrofit_4ft_1x4 | T12_Retrofit_4ft_1x4_1L T12 4' 40W | 1L T12 4' 40W | 40 | 51 | 407
[5 empty] | Retrofit_4ft_1x4 | T12_Retrofit_4ft_1x4 | T12_Retrofit_4ft_1x4_1L T12 4' 60W | 1L T12 4' 60W | 60 | 82 | 408
[5 empty] | Retrofit_4ft_1x4 | T12_Retrofit_4ft_1x4 | T12_Retrofit_4ft_1x4_1L T12 4' 116W | 1L T12 4' 116W | 116 | 130 | 409
[5 empty] | Retrofit_4ft_1x4 | T12_Retrofit_4ft_1x4 | T12_Retrofit_4ft_1x4_2L T12 4' 30W | 2L T12 4' 30W | 60 | 80 | 410
[5 empty] | Retrofit_4ft_1x4 | T12_Retrofit_4ft_1x4 | T12_Retrofit_4ft_1x4_2L T12 4' 34W | 2L T12 4' 34W | 68 | 84 | 411
[5 empty] | Retrofit_4ft_1x4 | T12_Retrofit_4ft_1x4 | T12_Retrofit_4ft_1x4_2L T12 4' 40W | 2L T12 4' 40W | 80 | 97 | 412
[5 empty] | Retrofit_4ft_1x4 | T12_Retrofit_4ft_1x4 | T12_Retrofit_4ft_1x4_2L T12 4' 60W | 2L T12 4' 60W | 120 | 133 | 413
[5 empty] | Retrofit_4ft_1x4 | T12_Retrofit_4ft_1x4 | T12_Retrofit_4ft_1x4_2L T12 4' 116W | 2L T12 4' 116W | 232 | 230 | 414
[5 empty] | Retrofit_4ft_2x4 | T12_Retrofit_4ft_2x4 | T12_Retrofit_4ft_2x4_3L T12 4' 34W | 3L T12 4' 34W | 102 | 127 | 415
[5 empty] | Retrofit_4ft_2x4 | T12_Retrofit_4ft_2x4 | T12_Retrofit_4ft_2x4_3L T12 4' 40W | 3L T12 4' 40W | 120 | 135 | 416
[5 empty] | Retrofit_4ft_2x4 | T12_Retrofit_4ft_2x4 | T12_Retrofit_4ft_2x4_3L T12 4' 60W | 3L T12 4' 60W | 180 | 204 | 417
[5 empty] | Retrofit_4ft_2x4 | T12_Retrofit_4ft_2x4 | T12_Retrofit_4ft_2x4_3L T12 4' 116W | 3L T12 4' 116W | 348 | 329 | 418
[5 empty] | Retrofit_4ft_2x4 | T12_Retrofit_4ft_2x4 | T12_Retrofit_4ft_2x4_4L T12 4' 34W | 4L T12 4' 34W | 136 | 156 | 419
[5 empty] | Retrofit_4ft_2x4 | T12_Retrofit_4ft_2x4 | T12_Retrofit_4ft_2x4_4L T12 4' 40W | 4L T12 4' 40W | 160 | 175 | 420
[5 empty] | Retrofit_4ft_2x4 | T12_Retrofit_4ft_2x4 | T12_Retrofit_4ft_2x4_4L T12 4' 60W | 4L T12 4' 60W | 240 | 263 | 421
[5 empty] | Retrofit_4ft_2x4 | T12_Retrofit_4ft_2x4 | T12_Retrofit_4ft_2x4_5L T12 4' 40W | 5L T12 4' 40W | 200 | 176 | 422
[5 empty] | Retrofit_4ft_2x4 | T12_Retrofit_4ft_2x4 | T12_Retrofit_4ft_2x4_6L T12 4' 40W | 6L T12 4' 40W | 240 | 282 | 423
[5 empty] | Retrofit_8ft | T12_Retrofit_8ft | T12_Retrofit_8ft_1L T12 8' 60W | 1L T12 8' 60W | 60 | 74 | 424
[5 empty] | Retrofit_8ft | T12_Retrofit_8ft | T12_Retrofit_8ft_1L T12 8' 75W | 1L T12 8' 75W | 75 | 94 | 425
[5 empty] | Retrofit_8ft | T12_Retrofit_8ft | T12_Retrofit_8ft_1L T12 8' 95W | 1L T12 8' 95W | 95 | 125 | 426
[5 empty] | Retrofit_8ft | T12_Retrofit_8ft | T12_Retrofit_8ft_1L T12 8' 110W | 1L T12 8' 110W | 110 | 140 | 427
[5 empty] | Retrofit_8ft | T12_Retrofit_8ft | T12_Retrofit_8ft_1L T12 8' 185W | 1L T12 8' 185W | 185 | 198 | 428
[5 empty] | Retrofit_8ft | T12_Retrofit_8ft | T12_Retrofit_8ft_1L T12 8' 215W | 1L T12 8' 215W | 215 | 213 | 429
[5 empty] | Retrofit_8ft | T12_Retrofit_8ft | T12_Retrofit_8ft_2L T12 8' 60W | 2L T12 8' 60W | 120 | 113 | 430
[5 empty] | Retrofit_8ft | T12_Retrofit_8ft | T12_Retrofit_8ft_2L T12 8' 75W | 2L T12 8' 75W | 150 | 145 | 431
[5 empty] | Retrofit_8ft | T12_Retrofit_8ft | T12_Retrofit_8ft_2L T12 8' 95W | 2L T12 8' 95W | 190 | 216 | 432
[5 empty] | Retrofit_8ft | T12_Retrofit_8ft | T12_Retrofit_8ft_2L T12 8' 110W | 2L T12 8' 110W | 220 | 258 | 433
[5 empty] | Retrofit_8ft | T12_Retrofit_8ft | T12_Retrofit_8ft_2L T12 8' 185W | 2L T12 8' 185W | 370 | 398 | 434
[5 empty] | Retrofit_8ft | T12_Retrofit_8ft | T12_Retrofit_8ft_2L T12 8' 215W | 2L T12 8' 215W | 430 | 320 | 435
[5 empty] | 2ft_Lamp | T5_2ft_Lamp | T5_2ft_Lamp_T5 2' 13W | T5 2' 13W | 13 | 13 | 436
[5 empty] | 2ft_Lamp | T5_2ft_Lamp | T5_2ft_Lamp_T5 2' 14W | T5 2' 14W | 14 | 14 | 437
[5 empty] | 4ft_Lamp | T5_4ft_Lamp | T5_4ft_Lamp_T5 4' 28W | T5 4' 28W | 28 | 28 | 438
[5 empty] | Ext ≤210 | T5_Ext ≤210 | T5_Ext ≤210_----2 ft Lamps---- | ----2 ft Lamps---- |  |  | 439
[5 empty] | Ext ≤210 | T5_Ext ≤210 | T5_Ext ≤210_1L T5 2' 13W | 1L T5 2' 13W | 13 | 14 | 440
[5 empty] | Ext ≤210 | T5_Ext ≤210 | T5_Ext ≤210_2L T5 2' 13W | 2L T5 2' 13W | 36 | 27 | 441
[5 empty] | Ext ≤210 | T5_Ext ≤210 | T5_Ext ≤210_1L T5 2' 14W | 1L T5 2' 14W | 14 | 14 | 442
[5 empty] | Ext ≤210 | T5_Ext ≤210 | T5_Ext ≤210_2L T5 2' 14W | 2L T5 2' 14W | 28 | 28 | 443
[5 empty] | Ext ≤210 | T5_Ext ≤210 | T5_Ext ≤210_----3 ft Lamps---- | ----3 ft Lamps---- |  |  | 444
[5 empty] | Ext ≤210 | T5_Ext ≤210 | T5_Ext ≤210_1L T5 3' 21W | 1L T5 3' 21W | 21 | 25 | 445
[5 empty] | Ext ≤210 | T5_Ext ≤210 | T5_Ext ≤210_2L T5 3' 21W | 2L T5 3' 21W | 42 | 49 | 446
[5 empty] | Ext ≤210 | T5_Ext ≤210 | T5_Ext ≤210_1L T5 3' 39W | 1L T5 3' 39W | 39 | 42 | 447
[5 empty] | Ext ≤210 | T5_Ext ≤210 | T5_Ext ≤210_----4 ft Lamps---- | ----4 ft Lamps---- |  |  | 448
[5 empty] | Ext ≤210 | T5_Ext ≤210 | T5_Ext ≤210_1L T5 4' 28W | 1L T5 4' 28W | 28 | 32 | 449 | Lighting Review 02/2022
[5 empty] | Ext ≤210 | T5_Ext ≤210 | T5_Ext ≤210_2L T5 4' 28W | 2L T5 4' 28W | 56 | 63 | 450 | Lighting Review 02/2022
[5 empty] | Ext ≤210 | T5_Ext ≤210 | T5_Ext ≤210_3L T5 4' 28W | 3L T5 4' 28W | 84 | 95 | 451 | Lighting Review 02/2022
[5 empty] | Ext ≤210 | T5_Ext ≤210 | T5_Ext ≤210_4L T5 4' 28W | 4L T5 4' 28W | 112 | 126 | 452 | Lighting Review 02/2022
[5 empty] | Fixture | T5_Fixture | T5_Fixture_----2 ft Lamps---- | ----2 ft Lamps---- |  |  | 453
[5 empty] | Fixture | T5_Fixture | T5_Fixture_1L T5 2' 13W | 1L T5 2' 13W | 13 | 14 | 454
[5 empty] | Fixture | T5_Fixture | T5_Fixture_2L T5 2' 13W | 2L T5 2' 13W | 36 | 27 | 455
[5 empty] | Fixture | T5_Fixture | T5_Fixture_1L T5 2' 14W | 1L T5 2' 14W | 14 | 14 | 456
[5 empty] | Fixture | T5_Fixture | T5_Fixture_2L T5 2' 14W | 2L T5 2' 14W | 28 | 28 | 457
[5 empty] | Fixture | T5_Fixture | T5_Fixture_----3 ft Lamps---- | ----3 ft Lamps---- |  |  | 458
[5 empty] | Fixture | T5_Fixture | T5_Fixture_1L T5 3' 21W | 1L T5 3' 21W | 21 | 25 | 459
[5 empty] | Fixture | T5_Fixture | T5_Fixture_2L T5 3' 21W | 2L T5 3' 21W | 42 | 49 | 460
[5 empty] | Fixture | T5_Fixture | T5_Fixture_1L T5 3' 39W | 1L T5 3' 39W | 39 | 42 | 461
[5 empty] | Fixture | T5_Fixture | T5_Fixture_----4 ft Lamps---- | ----4 ft Lamps---- |  |  | 462
[5 empty] | Fixture | T5_Fixture | T5_Fixture_1L T5 4' 28W | 1L T5 4' 28W | 28 | 32 | 463 | Lighting Review 02/2022
[5 empty] | Fixture | T5_Fixture | T5_Fixture_2L T5 4' 28W | 2L T5 4' 28W | 56 | 63 | 464 | Lighting Review 02/2022
[5 empty] | Fixture | T5_Fixture | T5_Fixture_3L T5 4' 28W | 3L T5 4' 28W | 84 | 95 | 465 | Lighting Review 02/2022
[5 empty] | Fixture | T5_Fixture | T5_Fixture_4L T5 4' 28W | 4L T5 4' 28W | 112 | 126 | 466 | Lighting Review 02/2022
[5 empty] | Fixture | T5_Fixture | T5_Fixture_----5 ft Lamps---- | ----5 ft Lamps---- |  |  | 467
[5 empty] | Fixture | T5_Fixture | T5_Fixture_1L T5 5' 35W | 1L T5 5' 35W | 35 | 40 | 468
[5 empty] | Fixture | T5_Fixture | T5_Fixture_2L T5 5' 35W | 2L T5 5' 35W | 70 | 77 | 469
[5 empty] | PG <=130 | T5_PG <=130 | T5_PG <=130_----2 ft Lamps---- | ----2 ft Lamps---- |  |  | 470
[5 empty] | PG <=130 | T5_PG <=130 | T5_PG <=130_1L T5 2' 13W | 1L T5 2' 13W | 13 | 14 | 471
[5 empty] | PG <=130 | T5_PG <=130 | T5_PG <=130_2L T5 2' 13W | 2L T5 2' 13W | 36 | 27 | 472
[5 empty] | PG <=130 | T5_PG <=130 | T5_PG <=130_1L T5 2' 14W | 1L T5 2' 14W | 14 | 14 | 473
[5 empty] | PG <=130 | T5_PG <=130 | T5_PG <=130_2L T5 2' 14W | 2L T5 2' 14W | 28 | 28 | 474
[5 empty] | PG <=130 | T5_PG <=130 | T5_PG <=130_----3 ft Lamps---- | ----3 ft Lamps---- |  |  | 475
[5 empty] | PG <=130 | T5_PG <=130 | T5_PG <=130_1L T5 3' 21W | 1L T5 3' 21W | 21 | 25 | 476
[5 empty] | PG <=130 | T5_PG <=130 | T5_PG <=130_2L T5 3' 21W | 2L T5 3' 21W | 42 | 49 | 477
[5 empty] | PG <=130 | T5_PG <=130 | T5_PG <=130_1L T5 3' 39W | 1L T5 3' 39W | 39 | 42 | 478
[5 empty] | PG <=130 | T5_PG <=130 | T5_PG <=130_----4 ft Lamps---- | ----4 ft Lamps---- |  |  | 479
[5 empty] | PG <=130 | T5_PG <=130 | T5_PG <=130_1L T5 4' 28W | 1L T5 4' 28W | 28 | 32 | 480 | Lighting Review 02/2022
[5 empty] | PG <=130 | T5_PG <=130 | T5_PG <=130_2L T5 4' 28W | 2L T5 4' 28W | 56 | 63 | 481 | Lighting Review 02/2022
[5 empty] | PG <=130 | T5_PG <=130 | T5_PG <=130_3L T5 4' 28W | 3L T5 4' 28W | 84 | 95 | 482 | Lighting Review 02/2022
[5 empty] | PG <=130 | T5_PG <=130 | T5_PG <=130_4L T5 4' 28W | 4L T5 4' 28W | 112 | 126 | 483 | Lighting Review 02/2022
[5 empty] | Retrofit_2ft | T5_Retrofit_2ft | T5_Retrofit_2ft_1L T5 2' 13W | 1L T5 2' 13W | 13 | 14 | 484
[5 empty] | Retrofit_2ft | T5_Retrofit_2ft | T5_Retrofit_2ft_1L T5 2' 14W | 1L T5 2' 14W | 14 | 14 | 485
[5 empty] | Retrofit_2ft | T5_Retrofit_2ft | T5_Retrofit_2ft_2L T5 2' 13W | 2L T5 2' 13W | 36 | 27 | 486
[5 empty] | Retrofit_2ft | T5_Retrofit_2ft | T5_Retrofit_2ft_2L T5 2' 14W | 2L T5 2' 14W | 28 | 28 | 487
[5 empty] | Retrofit_4ft_1x4 | T5_Retrofit_4ft_1x4 | T5_Retrofit_4ft_1x4_1L T5 4' 28W | 1L T5 4' 28W | 28 | 32 | 488 | Lighting Review 02/2022
[5 empty] | Retrofit_4ft_1x4 | T5_Retrofit_4ft_1x4 | T5_Retrofit_4ft_1x4_2L T5 4' 28W | 2L T5 4' 28W | 56 | 63 | 489 | Lighting Review 02/2022
[5 empty] | Retrofit_4ft_2x4 | T5_Retrofit_4ft_2x4 | T5_Retrofit_4ft_2x4_3L T5 4' 28W | 3L T5 4' 28W | 84 | 95 | 490 | Lighting Review 02/2022
[5 empty] | Retrofit_4ft_2x4 | T5_Retrofit_4ft_2x4 | T5_Retrofit_4ft_2x4_4L T5 4' 28W | 4L T5 4' 28W | 112 | 126 | 491 | Lighting Review 02/2022
[5 empty] | Retrofit_4ft_2x4 | T5_Retrofit_4ft_2x4 | T5_Retrofit_4ft_2x4_5L T5 4' 28W | 5L T5 4' 28W | 140 | 159 | 492 | Calculated on trendline
[5 empty] | Retrofit_4ft_2x4 | T5_Retrofit_4ft_2x4 | T5_Retrofit_4ft_2x4_6L T5 4' 28W | 6L T5 4' 28W | 168 | 192 | 493 | Lighting Review 02/2022
[5 empty] | 2ft_Lamp | T5HO_2ft_Lamp | T5HO_2ft_Lamp_T5HO 2' 24W | T5HO 2' 24W | 24 | 24 | 494
[5 empty] | 4ft_Lamp | T5HO_4ft_Lamp | T5HO_4ft_Lamp_T5HO 4' 54W | T5HO 4' 54W | 54 | 54 | 495
[5 empty] | Ext ≤210 | T5HO_Ext ≤210 | T5HO_Ext ≤210_----2 ft Lamps---- | ----2 ft Lamps---- |  |  | 496
[5 empty] | Ext ≤210 | T5HO_Ext ≤210 | T5HO_Ext ≤210_1L T5HO 2' 24W | 1L T5HO 2' 24W | 24 | 27 | 497
[5 empty] | Ext ≤210 | T5HO_Ext ≤210 | T5HO_Ext ≤210_2L T5HO 2' 24W | 2L T5HO 2' 24W | 48 | 54 | 498
[5 empty] | Ext ≤210 | T5HO_Ext ≤210 | T5HO_Ext ≤210_----3 ft Lamps---- | ----3 ft Lamps---- |  |  | 499
[5 empty] | Ext ≤210 | T5HO_Ext ≤210 | T5HO_Ext ≤210_2L T5HO 3' 39W | 2L T5HO 3' 39W | 78 | 85 | 500
[5 empty] | Ext ≤210 | T5HO_Ext ≤210 | T5HO_Ext ≤210_----4 ft Lamps---- | ----4 ft Lamps---- |  |  | 501
[5 empty] | Ext ≤210 | T5HO_Ext ≤210 | T5HO_Ext ≤210_1L T5HO 4' 54W | 1L T5HO 4' 54W | 54 | 61 | 502 | Lighting Review 02/2022
[5 empty] | Ext ≤210 | T5HO_Ext ≤210 | T5HO_Ext ≤210_2L T5HO 4' 54W | 2L T5HO 4' 54W | 108 | 117 | 503 | Lighting Review 02/2022
[5 empty] | Ext ≤210 | T5HO_Ext ≤210 | T5HO_Ext ≤210_3L T5HO 4' 54W | 3L T5HO 4' 54W | 162 | 179 | 504 | Lighting Review 02/2022
[5 empty] | Ext 211-300 | T5HO_Ext 211-300 | T5HO_Ext 211-300_----4 ft Lamps---- | ----4 ft Lamps---- |  |  | 505
[5 empty] | Ext 211-300 | T5HO_Ext 211-300 | T5HO_Ext 211-300_4L T5HO 4' 54W | 4L T5HO 4' 54W | 216 | 235 | 506 | Lighting Review 02/2022
[5 empty] | Ext 211-300 | T5HO_Ext 211-300 | T5HO_Ext 211-300_5L T5HO 4' 54W | 5L T5HO 4' 54W | 270 | 295 | 507 | Lighting Review 02/2022
[5 empty] | Ext 301-500 | T5HO_Ext 301-500 | T5HO_Ext 301-500_----4 ft Lamps---- | ----4 ft Lamps---- |  |  | 508
[5 empty] | Ext 301-500 | T5HO_Ext 301-500 | T5HO_Ext 301-500_6L T5HO 4' 54W | 6L T5HO 4' 54W | 324 | 355 | 509 | Lighting Review 02/2022
[5 empty] | Fixture | T5HO_Fixture | T5HO_Fixture_1L T5HO 2' 24W | 1L T5HO 2' 24W | 24 | 27 | 510
[5 empty] | Fixture | T5HO_Fixture | T5HO_Fixture_2L T5HO 2' 24W | 2L T5HO 2' 24W | 48 | 54 | 511
[5 empty] | Fixture | T5HO_Fixture | T5HO_Fixture_2L T5HO 3' 39W | 2L T5HO 3' 39W | 78 | 85 | 512
[5 empty] | Fixture | T5HO_Fixture | T5HO_Fixture_1L T5HOHO 4' 54W | 1L T5HOHO 4' 54W | 54 | 61 | 513 | Lighting Review 02/2022
[5 empty] | Fixture | T5HO_Fixture | T5HO_Fixture_2L T5HO 4' 54W | 2L T5HO 4' 54W | 108 | 117 | 514 | Lighting Review 02/2022
[5 empty] | Fixture | T5HO_Fixture | T5HO_Fixture_3L T5HO 4' 54W | 3L T5HO 4' 54W | 162 | 179 | 515 | Lighting Review 02/2022
[5 empty] | Fixture | T5HO_Fixture | T5HO_Fixture_4L T5HO 4' 54W | 4L T5HO 4' 54W | 216 | 235 | 516 | Lighting Review 02/2022
[5 empty] | Fixture | T5HO_Fixture | T5HO_Fixture_5L T5HO 4' 54W | 5L T5HO 4' 54W | 270 | 295 | 517 | Lighting Review 02/2022
[5 empty] | Fixture | T5HO_Fixture | T5HO_Fixture_6L T5HO 4' 54W | 6L T5HO 4' 54W | 324 | 355 | 518 | Lighting Review 02/2022
[5 empty] | Fixture | T5HO_Fixture | T5HO_Fixture_1L T5HO 5' 80W | 1L T5HO 5' 80W | 80 | 89 | 519
[5 empty] | PG <=130 | T5HO_PG <=130 | T5HO_PG <=130_----2 ft Lamps---- | ----2 ft Lamps---- |  |  | 520
[5 empty] | PG <=130 | T5HO_PG <=130 | T5HO_PG <=130_1L T5HO 2' 24W | 1L T5HO 2' 24W | 24 | 27 | 521
[5 empty] | PG <=130 | T5HO_PG <=130 | T5HO_PG <=130_2L T5HO 2' 24W | 2L T5HO 2' 24W | 48 | 54 | 522
[5 empty] | PG <=130 | T5HO_PG <=130 | T5HO_PG <=130_----3 ft Lamps---- | ----3 ft Lamps---- |  |  | 523
[5 empty] | PG <=130 | T5HO_PG <=130 | T5HO_PG <=130_2L T5HO 3' 39W | 2L T5HO 3' 39W | 78 | 85 | 524
[5 empty] | PG <=130 | T5HO_PG <=130 | T5HO_PG <=130_----4 ft Lamps---- | ----4 ft Lamps---- |  |  | 525
[5 empty] | PG <=130 | T5HO_PG <=130 | T5HO_PG <=130_1L T5HO 4' 54W | 1L T5HO 4' 54W | 54 | 61 | 526 | Lighting Review 02/2022
[5 empty] | PG <=130 | T5HO_PG <=130 | T5HO_PG <=130_2L T5HO 4' 54W | 2L T5HO 4' 54W | 108 | 117 | 527 | Lighting Review 02/2022
[5 empty] | PG >210 | T5HO_PG >210 | T5HO_PG >210_----4 ft Lamps---- | ----4 ft Lamps---- |  |  | 528
[5 empty] | PG >210 | T5HO_PG >210 | T5HO_PG >210_4L T5HO 4' 54W | 4L T5HO 4' 54W | 216 | 235 | 529 | Lighting Review 02/2022
[5 empty] | PG >210 | T5HO_PG >210 | T5HO_PG >210_5L T5HO 4' 54W | 5L T5HO 4' 54W | 270 | 295 | 530 | Lighting Review 02/2022
[5 empty] | PG >210 | T5HO_PG >210 | T5HO_PG >210_6L T5HO 4' 54W | 6L T5HO 4' 54W | 324 | 355 | 531 | Lighting Review 02/2022
[5 empty] | PG 131-210 | T5HO_PG 131-210 | T5HO_PG 131-210_----4 ft Lamps---- | ----4 ft Lamps---- |  |  | 532
[5 empty] | PG 131-210 | T5HO_PG 131-210 | T5HO_PG 131-210_3L T5HO 4' 54W | 3L T5HO 4' 54W | 162 | 179 | 533 | Lighting Review 02/2022
[5 empty] | Retrofit_2ft | T5HO_Retrofit_2ft | T5HO_Retrofit_2ft_1L T5HO 2' 24W | 1L T5HO 2' 24W | 24 | 27 | 534
[5 empty] | Retrofit_2ft | T5HO_Retrofit_2ft | T5HO_Retrofit_2ft_2L T5HO 2' 24W | 2L T5HO 2' 24W | 48 | 54 | 535
[5 empty] | Retrofit_4ft_1x4 | T5HO_Retrofit_4ft_1x4 | T5HO_Retrofit_4ft_1x4_1L T5HO 4' 54W | 1L T5HO 4' 54W | 54 | 61 | 536 | Lighting Review 02/2022
[5 empty] | Retrofit_4ft_1x4 | T5HO_Retrofit_4ft_1x4 | T5HO_Retrofit_4ft_1x4_2L T5HO 4' 54W | 2L T5HO 4' 54W | 108 | 117 | 537 | Lighting Review 02/2022
[5 empty] | Retrofit_4ft_2x4 | T5HO_Retrofit_4ft_2x4 | T5HO_Retrofit_4ft_2x4_3L T5HO 4' 54W | 3L T5HO 4' 54W | 162 | 179 | 538 | Lighting Review 02/2022
[5 empty] | Retrofit_4ft_2x4 | T5HO_Retrofit_4ft_2x4 | T5HO_Retrofit_4ft_2x4_4L T5HO 4' 54W | 4L T5HO 4' 54W | 216 | 235 | 539 | Lighting Review 02/2022
[5 empty] | Retrofit_4ft_2x4 | T5HO_Retrofit_4ft_2x4 | T5HO_Retrofit_4ft_2x4_5L T5HO 4' 54W | 5L T5HO 4' 54W | 270 | 295 | 540 | Lighting Review 02/2022
[5 empty] | Retrofit_4ft_2x4 | T5HO_Retrofit_4ft_2x4 | T5HO_Retrofit_4ft_2x4_6L T5HO 4' 54W | 6L T5HO 4' 54W | 324 | 355 | 541 | Lighting Review 02/2022
[5 empty] | 2ft_Lamp | T8_2ft_Lamp | T8_2ft_Lamp_T8 2' 17W | T8 2' 17W | 17 | 17 | 542
[5 empty] | 4ft_Lamp | T8_4ft_Lamp | T8_4ft_Lamp_T8 4' 25W | T8 4' 25W | 25 | 25 | 543
[5 empty] | 4ft_Lamp | T8_4ft_Lamp | T8_4ft_Lamp_T8 4' 28W | T8 4' 28W | 28 | 28 | 544
[5 empty] | 4ft_Lamp | T8_4ft_Lamp | T8_4ft_Lamp_T8 4' 32W | T8 4' 32W | 32 | 32 | 545
[5 empty] | 4ft_Lamp | T8_4ft_Lamp | T8_4ft_Lamp_T8 4' 44W | T8 4' 44W | 44 | 44 | 546
[5 empty] | 8ft_Lamp | T8_8ft_Lamp | T8_8ft_Lamp_T8 8' 59W | T8 8' 59W | 59 | 59 | 547
[5 empty] | 8ft_Lamp | T8_8ft_Lamp | T8_8ft_Lamp_T8 8' 86W | T8 8' 86W | 86 | 86 | 548
[5 empty] | Ext ≤210 | T8_Ext ≤210 | T8_Ext ≤210_----2 ft Lamps---- | ----2 ft Lamps---- |  |  | 549
[5 empty] | Ext ≤210 | T8_Ext ≤210 | T8_Ext ≤210_1L T8 2' 17W | 1L T8 2' 17W | 17 | 24 | 550 | Lighting Review 02/2022
[5 empty] | Ext ≤210 | T8_Ext ≤210 | T8_Ext ≤210_2L T8 2' 17W | 2L T8 2' 17W | 34 | 45 | 551 | Lighting Review 02/2022
[5 empty] | Ext ≤210 | T8_Ext ≤210 | T8_Ext ≤210_3L T8 2' 17W | 3L T8 2' 17W | 51 | 65 | 552 | Lighting Review 02/2022
[5 empty] | Ext ≤210 | T8_Ext ≤210 | T8_Ext ≤210_4L T8 2' 17W | 4L T8 2' 17W | 68 | 87 | 553 | Lighting Review 02/2022
[5 empty] | Ext ≤210 | T8_Ext ≤210 | T8_Ext ≤210_----3 ft Lamps---- | ----3 ft Lamps---- |  |  | 554
[5 empty] | Ext ≤210 | T8_Ext ≤210 | T8_Ext ≤210_1L T8 3' 25W | 1L T8 3' 25W | 25 | 24 | 555 | Lighting Review 02/2022
[5 empty] | Ext ≤210 | T8_Ext ≤210 | T8_Ext ≤210_2L T8 3' 25W | 2L T8 3' 25W | 50 | 45 | 556 | Lighting Review 02/2022
[5 empty] | Ext ≤210 | T8_Ext ≤210 | T8_Ext ≤210_3L T8 3' 25W | 3L T8 3' 25W | 75 | 65 | 557 | Lighting Review 02/2022
[5 empty] | Ext ≤210 | T8_Ext ≤210 | T8_Ext ≤210_4L T8 3' 25W | 4L T8 3' 25W | 100 | 87 | 558 | Lighting Review 02/2022
[5 empty] | Ext ≤210 | T8_Ext ≤210 | T8_Ext ≤210_----4 ft Lamps---- | ----4 ft Lamps---- |  |  | 559
[5 empty] | Ext ≤210 | T8_Ext ≤210 | T8_Ext ≤210_1L T8 4' 25W | 1L T8 4' 25W | 25 | 23 | 560 | Lighting Review 02/2022
[5 empty] | Ext ≤210 | T8_Ext ≤210 | T8_Ext ≤210_2L T8 4' 25W | 2L T8 4' 25W | 50 | 44 | 561 | Lighting Review 02/2022
[5 empty] | Ext ≤210 | T8_Ext ≤210 | T8_Ext ≤210_3L T8 4' 25W | 3L T8 4' 25W | 75 | 66 | 562 | Lighting Review 02/2022
[5 empty] | Ext ≤210 | T8_Ext ≤210 | T8_Ext ≤210_4L T8 4' 25W | 4L T8 4' 25W | 100 | 88 | 563 | Lighting Review 02/2022
[5 empty] | Ext ≤210 | T8_Ext ≤210 | T8_Ext ≤210_1L T8 4' 28W | 1L T8 4' 28W | 28 | 25 | 564 | Lighting Review 02/2022
[5 empty] | Ext ≤210 | T8_Ext ≤210 | T8_Ext ≤210_2L T8 4' 28W | 2L T8 4' 28W | 56 | 49 | 565 | Lighting Review 02/2022
[5 empty] | Ext ≤210 | T8_Ext ≤210 | T8_Ext ≤210_3L T8 4' 28W | 3L T8 4' 28W | 84 | 73 | 566 | Lighting Review 02/2022
[5 empty] | Ext ≤210 | T8_Ext ≤210 | T8_Ext ≤210_4L T8 4' 28W | 4L T8 4' 28W | 112 | 96 | 567 | Lighting Review 02/2022
[5 empty] | Ext ≤210 | T8_Ext ≤210 | T8_Ext ≤210_1L T8 4' 32W | 1L T8 4' 32W | 32 | 29 | 568 | Lighting Review 02/2022
[5 empty] | Ext ≤210 | T8_Ext ≤210 | T8_Ext ≤210_2L T8 4' 32W | 2L T8 4' 32W | 64 | 56 | 569 | Lighting Review 02/2022
[5 empty] | Ext ≤210 | T8_Ext ≤210 | T8_Ext ≤210_3L T8 4' 32W | 3L T8 4' 32W | 96 | 84 | 570 | Lighting Review 02/2022
[5 empty] | Ext ≤210 | T8_Ext ≤210 | T8_Ext ≤210_4L T8 4' 32W | 4L T8 4' 32W | 128 | 110 | 571 | Lighting Review 02/2022
[5 empty] | Ext ≤210 | T8_Ext ≤210 | T8_Ext ≤210_6L T8 4' 32W | 6L T8 4' 32W | 192 | 169 | 572
[5 empty] | Ext ≤210 | T8_Ext ≤210 | T8_Ext ≤210_1L T8 4' 44W | 1L T8 4' 44W | 44 | 51 | 573 | Lighting Review 02/2022
[5 empty] | Ext ≤210 | T8_Ext ≤210 | T8_Ext ≤210_2L T8 4' 44W | 2L T8 4' 44W | 88 | 82 | 574 | Lighting Review 02/2022
[5 empty] | Ext ≤210 | T8_Ext ≤210 | T8_Ext ≤210_----6 ft Lamps---- | ----6 ft Lamps---- |  |  | 575
[5 empty] | Ext ≤210 | T8_Ext ≤210 | T8_Ext ≤210_1L T8 6' 46W | 1L T8 6' 46W | 46 | 52 | 576
[5 empty] | Ext ≤210 | T8_Ext ≤210 | T8_Ext ≤210_2L T8 6' 46W | 2L T8 6' 46W | 92 | 97 | 577
[5 empty] | Ext ≤210 | T8_Ext ≤210 | T8_Ext ≤210_1L T8 6' 66W | 1L T8 6' 66W | 66 | 71 | 578 | Lighting Review 02/2022
[5 empty] | Ext ≤210 | T8_Ext ≤210 | T8_Ext ≤210_2L T8 6' 66W | 2L T8 6' 66W | 132 | 118 | 579 | Lighting Review 02/2022
[5 empty] | Ext ≤210 | T8_Ext ≤210 | T8_Ext ≤210_----8 ft Lamps---- | ----8 ft Lamps---- |  |  | 580
[5 empty] | Ext ≤210 | T8_Ext ≤210 | T8_Ext ≤210_1L T8 8' 59W | 1L T8 8' 59W | 59 | 62 | 581 | Lighting Review 02/2022
[5 empty] | Ext ≤210 | T8_Ext ≤210 | T8_Ext ≤210_2L T8 8' 59W | 2L T8 8' 59W | 118 | 109 | 582 | Lighting Review 02/2022
[5 empty] | Ext ≤210 | T8_Ext ≤210 | T8_Ext ≤210_1L T8 8' 86W | 1L T8 8' 86W | 86 | 90 | 583 | Lighting Review 02/2022
[5 empty] | Ext ≤210 | T8_Ext ≤210 | T8_Ext ≤210_2L T8 8' 86W | 2L T8 8' 86W | 172 | 160 | 584 | Lighting Review 02/2022
[5 empty] | Ext 211-300 | T8_Ext 211-300 | T8_Ext 211-300_----8 ft Lamps---- | ----8 ft Lamps---- |  |  | 585
[5 empty] | Ext 211-300 | T8_Ext 211-300 | T8_Ext 211-300_8L T8 4' 32W | 8L T8 4' 32W | 256 | 225 | 586
[5 empty] | Fixture | T8_Fixture | T8_Fixture_----2 ft Lamps---- | ----2 ft Lamps---- |  |  | 587
[5 empty] | Fixture | T8_Fixture | T8_Fixture_1L T8 2' 17W | 1L T8 2' 17W | 17 | 24 | 588 | Lighting Review 02/2022
[5 empty] | Fixture | T8_Fixture | T8_Fixture_2L T8 2' 17W | 2L T8 2' 17W | 34 | 45 | 589 | Lighting Review 02/2022
[5 empty] | Fixture | T8_Fixture | T8_Fixture_3L T8 2' 17W | 3L T8 2' 17W | 51 | 65 | 590 | Lighting Review 02/2022
[5 empty] | Fixture | T8_Fixture | T8_Fixture_4L T8 2' 17W | 4L T8 2' 17W | 68 | 87 | 591 | Lighting Review 02/2022
[5 empty] | Fixture | T8_Fixture | T8_Fixture_----3 ft Lamps---- | ----3 ft Lamps---- |  |  | 592
[5 empty] | Fixture | T8_Fixture | T8_Fixture_1L T8 3' 25W | 1L T8 3' 25W | 25 | 24 | 593 | Lighting Review 02/2022
[5 empty] | Fixture | T8_Fixture | T8_Fixture_2L T8 3' 25W | 2L T8 3' 25W | 50 | 45 | 594 | Lighting Review 02/2022
[5 empty] | Fixture | T8_Fixture | T8_Fixture_3L T8 3' 25W | 3L T8 3' 25W | 75 | 65 | 595 | Lighting Review 02/2022
[5 empty] | Fixture | T8_Fixture | T8_Fixture_4L T8 3' 25W | 4L T8 3' 25W | 100 | 87 | 596 | Lighting Review 02/2022
[5 empty] | Fixture | T8_Fixture | T8_Fixture_----4 ft Lamps---- | ----4 ft Lamps---- |  |  | 597
[5 empty] | Fixture | T8_Fixture | T8_Fixture_1L T8 4' 25W | 1L T8 4' 25W | 25 | 23 | 598 | Lighting Review 02/2022
[5 empty] | Fixture | T8_Fixture | T8_Fixture_2L T8 4' 25W | 2L T8 4' 25W | 50 | 44 | 599 | Lighting Review 02/2022
[5 empty] | Fixture | T8_Fixture | T8_Fixture_3L T8 4' 25W | 3L T8 4' 25W | 75 | 66 | 600 | Lighting Review 02/2022
[5 empty] | Fixture | T8_Fixture | T8_Fixture_4L T8 4' 25W | 4L T8 4' 25W | 100 | 88 | 601 | Lighting Review 02/2022
[5 empty] | Fixture | T8_Fixture | T8_Fixture_1L T8 4' 28W | 1L T8 4' 28W | 28 | 25 | 602 | Lighting Review 02/2022
[5 empty] | Fixture | T8_Fixture | T8_Fixture_2L T8 4' 28W | 2L T8 4' 28W | 56 | 49 | 603 | Lighting Review 02/2022
[5 empty] | Fixture | T8_Fixture | T8_Fixture_3L T8 4' 28W | 3L T8 4' 28W | 84 | 73 | 604 | Lighting Review 02/2022
[5 empty] | Fixture | T8_Fixture | T8_Fixture_4L T8 4' 28W | 4L T8 4' 28W | 112 | 96 | 605 | Lighting Review 02/2022
[5 empty] | Fixture | T8_Fixture | T8_Fixture_1L T8 4' 32W | 1L T8 4' 32W | 32 | 29 | 606 | Lighting Review 02/2022
[5 empty] | Fixture | T8_Fixture | T8_Fixture_2L T8 4' 32W | 2L T8 4' 32W | 64 | 56 | 607 | Lighting Review 02/2022
[5 empty] | Fixture | T8_Fixture | T8_Fixture_3L T8 4' 32W | 3L T8 4' 32W | 96 | 84 | 608 | Lighting Review 02/2022
[5 empty] | Fixture | T8_Fixture | T8_Fixture_4L T8 4' 32W | 4L T8 4' 32W | 128 | 110 | 609 | Lighting Review 02/2022
[5 empty] | Fixture | T8_Fixture | T8_Fixture_6L T8 4' 32W | 6L T8 4' 32W | 192 | 169 | 610
[5 empty] | Fixture | T8_Fixture | T8_Fixture_1L T8 4' 44W | 1L T8 4' 44W | 44 | 51 | 611 | Lighting Review 02/2022
[5 empty] | Fixture | T8_Fixture | T8_Fixture_2L T8 4' 44W | 2L T8 4' 44W | 88 | 82 | 612 | Lighting Review 02/2022
[5 empty] | Fixture | T8_Fixture | T8_Fixture_----5 ft Lamps---- | ----5 ft Lamps---- |  |  | 613
[5 empty] | Fixture | T8_Fixture | T8_Fixture_1L T8 5' 40W | 1L T8 5' 40W | 40 | 40 | 614 | Lighting Review 02/2022
[5 empty] | Fixture | T8_Fixture | T8_Fixture_2L T8 5' 40W | 2L T8 5' 40W | 80 | 75 | 615 | Lighting Review 02/2022
[5 empty] | Fixture | T8_Fixture | T8_Fixture_3L T8 5' 40W | 3L T8 5' 40W | 120 | 110 | 616 | Lighting Review 02/2022
[5 empty] | Fixture | T8_Fixture | T8_Fixture_4L T8 5' 40W | 4L T8 5' 40W | 160 | 134 | 617 | Lighting Review 02/2022
[5 empty] | Fixture | T8_Fixture | T8_Fixture_1L T8 5' 55W | 1L T8 5' 55W | 55 | 70 | 618
[5 empty] | Fixture | T8_Fixture | T8_Fixture_2L T8 5' 55W | 2L T8 5' 55W | 110 | 126 | 619
[5 empty] | Fixture | T8_Fixture | T8_Fixture_----6 ft Lamps---- | ----6 ft Lamps---- |  |  | 620
[5 empty] | Fixture | T8_Fixture | T8_Fixture_1L T8 6' 46W | 1L T8 6' 46W | 46 | 52 | 621
[5 empty] | Fixture | T8_Fixture | T8_Fixture_2L T8 6' 46W | 2L T8 6' 46W | 92 | 97 | 622
[5 empty] | Fixture | T8_Fixture | T8_Fixture_1L T8 8' 59W | 1L T8 8' 59W | 59 | 62 | 623 | Lighting Review 02/2022
[5 empty] | Fixture | T8_Fixture | T8_Fixture_2L T8 8' 59W | 2L T8 8' 59W | 118 | 109 | 624 | Lighting Review 02/2022
[5 empty] | Fixture | T8_Fixture | T8_Fixture_1L T8 6' 66W | 1L T8 6' 66W | 66 | 71 | 625 | Lighting Review 02/2022
[5 empty] | Fixture | T8_Fixture | T8_Fixture_2L T8 6' 66W | 2L T8 6' 66W | 132 | 118 | 626 | Lighting Review 02/2022
[5 empty] | Fixture | T8_Fixture | T8_Fixture_----8 ft Lamps---- | ----8 ft Lamps---- |  |  | 627
[5 empty] | Fixture | T8_Fixture | T8_Fixture_1L T8 8' 59W | 1L T8 8' 59W | 59 | 62 | 628 | Lighting Review 02/2022
[5 empty] | Fixture | T8_Fixture | T8_Fixture_2L T8 8' 59W | 2L T8 8' 59W | 118 | 109 | 629 | Lighting Review 02/2022
[5 empty] | Fixture | T8_Fixture | T8_Fixture_1L T8 8' 86W | 1L T8 8' 86W | 86 | 90 | 630 | Lighting Review 02/2022
[5 empty] | Fixture | T8_Fixture | T8_Fixture_2L T8 8' 86W | 2L T8 8' 86W | 172 | 160 | 631 | Lighting Review 02/2022
[5 empty] | PG <=130 | T8_PG <=130 | T8_PG <=130_----2 ft Lamps---- | ----2 ft Lamps---- |  |  | 632
[5 empty] | PG <=130 | T8_PG <=130 | T8_PG <=130_1L T8 2' 17W | 1L T8 2' 17W | 17 | 24 | 633 | Lighting Review 02/2022
[5 empty] | PG <=130 | T8_PG <=130 | T8_PG <=130_2L T8 2' 17W | 2L T8 2' 17W | 34 | 45 | 634 | Lighting Review 02/2022
[5 empty] | PG <=130 | T8_PG <=130 | T8_PG <=130_3L T8 2' 17W | 3L T8 2' 17W | 51 | 65 | 635 | Lighting Review 02/2022
[5 empty] | PG <=130 | T8_PG <=130 | T8_PG <=130_4L T8 2' 17W | 4L T8 2' 17W | 68 | 87 | 636 | Lighting Review 02/2022
[5 empty] | PG <=130 | T8_PG <=130 | T8_PG <=130_----3 ft Lamps---- | ----3 ft Lamps---- |  |  | 637
[5 empty] | PG <=130 | T8_PG <=130 | T8_PG <=130_1L T8 3' 25W | 1L T8 3' 25W | 25 | 24 | 638 | Lighting Review 02/2022
[5 empty] | PG <=130 | T8_PG <=130 | T8_PG <=130_2L T8 3' 25W | 2L T8 3' 25W | 50 | 45 | 639 | Lighting Review 02/2022
[5 empty] | PG <=130 | T8_PG <=130 | T8_PG <=130_3L T8 3' 25W | 3L T8 3' 25W | 75 | 65 | 640 | Lighting Review 02/2022
[5 empty] | PG <=130 | T8_PG <=130 | T8_PG <=130_4L T8 3' 25W | 4L T8 3' 25W | 100 | 87 | 641 | Lighting Review 02/2022
[5 empty] | PG <=130 | T8_PG <=130 | T8_PG <=130_----4 ft Lamps---- | ----4 ft Lamps---- |  |  | 642
[5 empty] | PG <=130 | T8_PG <=130 | T8_PG <=130_1L T8 4' 25W | 1L T8 4' 25W | 25 | 23 | 643 | Lighting Review 02/2022
[5 empty] | PG <=130 | T8_PG <=130 | T8_PG <=130_2L T8 4' 25W | 2L T8 4' 25W | 50 | 44 | 644 | Lighting Review 02/2022
[5 empty] | PG <=130 | T8_PG <=130 | T8_PG <=130_3L T8 4' 25W | 3L T8 4' 25W | 75 | 66 | 645 | Lighting Review 02/2022
[5 empty] | PG <=130 | T8_PG <=130 | T8_PG <=130_4L T8 4' 25W | 4L T8 4' 25W | 100 | 88 | 646 | Lighting Review 02/2022
[5 empty] | PG <=130 | T8_PG <=130 | T8_PG <=130_1L T8 4' 28W | 1L T8 4' 28W | 28 | 25 | 647 | Lighting Review 02/2022
[5 empty] | PG <=130 | T8_PG <=130 | T8_PG <=130_2L T8 4' 28W | 2L T8 4' 28W | 56 | 49 | 648 | Lighting Review 02/2022
[5 empty] | PG <=130 | T8_PG <=130 | T8_PG <=130_3L T8 4' 28W | 3L T8 4' 28W | 84 | 73 | 649 | Lighting Review 02/2022
[5 empty] | PG <=130 | T8_PG <=130 | T8_PG <=130_4L T8 4' 28W | 4L T8 4' 28W | 112 | 96 | 650 | Lighting Review 02/2022
[5 empty] | PG <=130 | T8_PG <=130 | T8_PG <=130_1L T8 4' 32W | 1L T8 4' 32W | 32 | 29 | 651 | Lighting Review 02/2022
[5 empty] | PG <=130 | T8_PG <=130 | T8_PG <=130_2L T8 4' 32W | 2L T8 4' 32W | 64 | 56 | 652 | Lighting Review 02/2022
[5 empty] | PG <=130 | T8_PG <=130 | T8_PG <=130_3L T8 4' 32W | 3L T8 4' 32W | 96 | 84 | 653 | Lighting Review 02/2022
[5 empty] | PG <=130 | T8_PG <=130 | T8_PG <=130_4L T8 4' 32W | 4L T8 4' 32W | 128 | 110 | 654 | Lighting Review 02/2022
[5 empty] | PG <=130 | T8_PG <=130 | T8_PG <=130_1L T8 4' 44W | 1L T8 4' 44W | 44 | 51 | 655 | Lighting Review 02/2022
[5 empty] | PG <=130 | T8_PG <=130 | T8_PG <=130_2L T8 4' 44W | 2L T8 4' 44W | 88 | 82 | 656 | Lighting Review 02/2022
[5 empty] | PG <=130 | T8_PG <=130 | T8_PG <=130_----6 ft Lamps---- | ----6 ft Lamps---- |  |  | 657
[5 empty] | PG <=130 | T8_PG <=130 | T8_PG <=130_1L T8 6' 46W | 1L T8 6' 46W | 46 | 52 | 658
[5 empty] | PG <=130 | T8_PG <=130 | T8_PG <=130_2L T8 6' 46W | 2L T8 6' 46W | 92 | 97 | 659
[5 empty] | PG <=130 | T8_PG <=130 | T8_PG <=130_1L T8 6' 66W | 1L T8 6' 66W | 66 | 71 | 660 | Lighting Review 02/2022
[5 empty] | PG <=130 | T8_PG <=130 | T8_PG <=130_----8 ft Lamps---- | ----8 ft Lamps---- |  |  | 661
[5 empty] | PG <=130 | T8_PG <=130 | T8_PG <=130_1L T8 8' 59W | 1L T8 8' 59W | 59 | 62 | 662 | Lighting Review 02/2022
[5 empty] | PG <=130 | T8_PG <=130 | T8_PG <=130_1L T8 8' 86W | 1L T8 8' 86W | 86 | 90 | 663 | Lighting Review 02/2022
[5 empty] | PG <=130 | T8_PG <=130 | T8_PG <=130_2L T8 8' 59W | 2L T8 8' 59W | 118 | 109 | 664 | Lighting Review 02/2022
[5 empty] | PG 131-210 | T8_PG 131-210 | T8_PG 131-210_----4 ft Lamps---- | ----4 ft Lamps---- |  |  | 665
[5 empty] | PG 131-210 | T8_PG 131-210 | T8_PG 131-210_6L T8 4' 32W | 6L T8 4' 32W | 192 | 169 | 666
[5 empty] | PG 131-210 | T8_PG 131-210 | T8_PG 131-210_----6 ft Lamps---- | ----6 ft Lamps---- |  |  | 667
[5 empty] | PG 131-210 | T8_PG 131-210 | T8_PG 131-210_2L T8 6' 66W | 2L T8 6' 66W | 132 | 118 | 668 | Lighting Review 02/2022
[5 empty] | PG 131-210 | T8_PG 131-210 | T8_PG 131-210_----8 ft Lamps---- | ----8 ft Lamps---- |  |  | 669
[5 empty] | PG 131-210 | T8_PG 131-210 | T8_PG 131-210_2L T8 8' 86W | 2L T8 8' 86W | 172 | 160 | 670 | Lighting Review 02/2022
[5 empty] | Retrofit_2ft | T8_Retrofit_2ft | T8_Retrofit_2ft_1L T8 2' 17W | 1L T8 2' 17W | 17 | 24 | 671 | Lighting Review 02/2022
[5 empty] | Retrofit_2ft | T8_Retrofit_2ft | T8_Retrofit_2ft_2L T8 2' 17W | 2L T8 2' 17W | 34 | 45 | 672 | Lighting Review 02/2022
[5 empty] | Retrofit_2ft | T8_Retrofit_2ft | T8_Retrofit_2ft_3L T8 2' 17W | 3L T8 2' 17W | 51 | 65 | 673 | Lighting Review 02/2022
[5 empty] | Retrofit_2ft | T8_Retrofit_2ft | T8_Retrofit_2ft_4L T8 2' 17W | 4L T8 2' 17W | 68 | 87 | 674 | Lighting Review 02/2022
[5 empty] | Retrofit_2U | T8_Retrofit_2U | T8_Retrofit_2U_1L T8 Ubend 32W | 1L T8 Ubend 32W | 32 | 31 | 675 | Lighting Review 02/2022
[5 empty] | Retrofit_2U | T8_Retrofit_2U | T8_Retrofit_2U_2L T8 Ubend 32W | 2L T8 Ubend 32W | 64 | 58 | 676 | Lighting Review 02/2022
[5 empty] | Retrofit_4ft_1x4 | T8_Retrofit_4ft_1x4 | T8_Retrofit_4ft_1x4_1L T8 4' 25W | 1L T8 4' 25W | 25 | 23 | 677 | Lighting Review 02/2022
[5 empty] | Retrofit_4ft_1x4 | T8_Retrofit_4ft_1x4 | T8_Retrofit_4ft_1x4_1L T8 4' 28W | 1L T8 4' 28W | 28 | 25 | 678 | Lighting Review 02/2022
[5 empty] | Retrofit_4ft_1x4 | T8_Retrofit_4ft_1x4 | T8_Retrofit_4ft_1x4_1L T8 4' 32W | 1L T8 4' 32W | 32 | 29 | 679 | Lighting Review 02/2022
[5 empty] | Retrofit_4ft_1x4 | T8_Retrofit_4ft_1x4 | T8_Retrofit_4ft_1x4_1L T8 4' 44W | 1L T8 4' 44W | 44 | 51 | 680 | Lighting Review 02/2022
[5 empty] | Retrofit_4ft_1x4 | T8_Retrofit_4ft_1x4 | T8_Retrofit_4ft_1x4_2L T8 4' 25W | 2L T8 4' 25W | 50 | 44 | 681 | Lighting Review 02/2022
[5 empty] | Retrofit_4ft_1x4 | T8_Retrofit_4ft_1x4 | T8_Retrofit_4ft_1x4_2L T8 4' 28W | 2L T8 4' 28W | 56 | 49 | 682 | Lighting Review 02/2022
[5 empty] | Retrofit_4ft_1x4 | T8_Retrofit_4ft_1x4 | T8_Retrofit_4ft_1x4_2L T8 4' 32W | 2L T8 4' 32W | 64 | 56 | 683 | Lighting Review 02/2022
[5 empty] | Retrofit_4ft_1x4 | T8_Retrofit_4ft_1x4 | T8_Retrofit_4ft_1x4_2L T8 4' 44W | 2L T8 4' 44W | 88 | 82 | 684 | Lighting Review 02/2022
[5 empty] | Retrofit_4ft_2x4 | T8_Retrofit_4ft_2x4 | T8_Retrofit_4ft_2x4_3L T8 4' 25W | 3L T8 4' 25W | 75 | 66 | 685 | Lighting Review 02/2022
[5 empty] | Retrofit_4ft_2x4 | T8_Retrofit_4ft_2x4 | T8_Retrofit_4ft_2x4_3L T8 4' 28W | 3L T8 4' 28W | 84 | 73 | 686 | Lighting Review 02/2022
[5 empty] | Retrofit_4ft_2x4 | T8_Retrofit_4ft_2x4 | T8_Retrofit_4ft_2x4_3L T8 4' 32W | 3L T8 4' 32W | 96 | 84 | 687 | Lighting Review 02/2022
[5 empty] | Retrofit_4ft_2x4 | T8_Retrofit_4ft_2x4 | T8_Retrofit_4ft_2x4_4L T8 4' 25W | 4L T8 4' 25W | 100 | 88 | 688 | Lighting Review 02/2022
[5 empty] | Retrofit_4ft_2x4 | T8_Retrofit_4ft_2x4 | T8_Retrofit_4ft_2x4_4L T8 4' 28W | 4L T8 4' 28W | 112 | 96 | 689 | Lighting Review 02/2022
[5 empty] | Retrofit_4ft_2x4 | T8_Retrofit_4ft_2x4 | T8_Retrofit_4ft_2x4_4L T8 4' 32W | 4L T8 4' 32W | 128 | 110 | 690 | Lighting Review 02/2022
[5 empty] | Retrofit_4ft_2x4 | T8_Retrofit_4ft_2x4 | T8_Retrofit_4ft_2x4_5L T8 4' 32W | 5L T8 4' 32W | 160 | 148 | 691
[5 empty] | Retrofit_4ft_2x4 | T8_Retrofit_4ft_2x4 | T8_Retrofit_4ft_2x4_6L T8 4' 32W | 6L T8 4' 32W | 192 | 169 | 692
[5 empty] | Retrofit_8ft | T8_Retrofit_8ft | T8_Retrofit_8ft_1L T8 8' 59W | 1L T8 8' 59W | 59 | 62 | 693 | Lighting Review 02/2022
[5 empty] | Retrofit_8ft | T8_Retrofit_8ft | T8_Retrofit_8ft_1L T8 8' 86W | 1L T8 8' 86W | 86 | 90 | 694 | Lighting Review 02/2022
[5 empty] | Retrofit_8ft | T8_Retrofit_8ft | T8_Retrofit_8ft_2L T8 8' 59W | 2L T8 8' 59W | 118 | 109 | 695 | Lighting Review 02/2022
[5 empty] | Retrofit_8ft | T8_Retrofit_8ft | T8_Retrofit_8ft_2L T8 8' 86W | 2L T8 8' 86W | 172 | 160 | 696 | Lighting Review 02/2022

## MEASURES3_M (hidden)
Location Type | Measure Number | Measure Number | Base Desc 1 | Base Desc 2 | Base Watt 1 | Base Watt 2 | Measure Group | Measure Subgroup 1 | Measure Subgroup 2 | Unit | Order | Source (Standard Wattage Table) | Measure Number | Eff Desc 1 | Eff Desc 2 | Eff Watt 1 | Eff Watt 2 | Measure Group | Measure Subgroup 1 | Measure Subgroup 2 | Unit | EUL | Order | Source (Standard Wattage Table) |  | Measure Number | Project Category | Proj Desc 1 | Proj Desc 2 | Inc Rate | EUL | Measure Group | Measure Subgroup 1 | Measure Subgroup 2 | Units | Order | End Use Category | Factor | Cost Basis | Application Tab | Unit of Measure | Column1 | Column2 | Column3 | Column4 | Column5
Interior | 16 |  | Incandescent (Describe) |  |  |  | Incandescent Lamp |  |  | Fixture | 1 |  | 001 | LED - Fixture w/ Linear Tubes |  |  |  | LED | Linear Tube LED Fixture |  | Fixture | 15 | 1 |  | 11#214001 | 112214001 | Replace Failed Equip. | Advanced RTU Compressor Controller (Incremental) |  |  | 15 |  |  |  |  | 1 | HVAC Controls Op w/ Peak |  | Incremental | HVAC | HP
Exterior | 15 |  | Halogen (Describe) |  |  |  | Halogen Lamp |  |  | Fixture | 2 |  | 002 | LED - Fixture |  |  |  | LED | Non Linear LED Fixture |  | Fixture | 15 | 2 |  | 11#206001 | 112206001 | Replace Failed Equip. | Air Cooled Chiller (Incremental) |  |  | 23 |  |  |  |  | 2 | Cooling |  | Incremental | HVAC | Ton
Exterior (24/7) | 15 |  | CFL (Describe) |  |  |  | CFL Lamp |  |  | Fixture | 3 |  | 003 | LED - Other |  |  |  | LED | Other LED Luminaire |  | Fixture | 15 | 3 |  | 11#208001 | 112208001 | Replace Failed Equip. | Chiller Control Optimization (Incremental) |  |  | 15 |  |  |  |  | 3 | HVAC Controls Op w/ Peak |  | Incremental | HVAC | Ton
Garage | 17 |  | ~~~~~~~~~~~~~~~~~~~~~~~~~~~~~ |  | Invalid |  |  |  |  | Fixture | 4 |  | 004 | Others (Describe) |  |  |  | New Efficient Lighting Fixture | Other |  | Fixture | 15 | 7 |  | 11#212001 | 112212001 | Replace Failed Equip. | CRAC Unit (Incremental) |  |  | 15 |  |  |  |  | 4 | Cooling |  | Incremental | HVAC | Ton
Garage (24/7) | 17 |  | T12 - 2 ft - 1 Lamp | T12 - 2ft - 1 Lamp - 20W Actual | 28 |  | T12 | 2 ft | 1 Lamp | Fixture | 5 | Ameren IL | [12 empty] | 11#214003 | 112214003 | Replace Failed Equip. | Demand Control Ventilation (Incremental) |  |  | 15 |  |  |  |  | 5 | HVAC Controls Op w/ Peak |  | Incremental | HVAC | 1000 Sq. Ft. Cond. Space
|  |  | T12 - 2 ft - 2 Lamp | T12 - 2ft - 2 Lamp - 40W Actual | 56 |  | T12 | 2 ft | 2 Lamp | Fixture | 6 | ComEd | [12 empty] | 11#210001 | 112210001 | Replace Failed Equip. | ECM Motor for HVAC (Incremental) |  |  | 15 |  |  |  |  | 6 | Motors and Drives |  | Incremental | HVAC | HP
|  |  | T12 - 2 ft - 3 Lamp | T12 - 2ft - 3 Lamp - 60W Actual | 62 |  | T12 | 2 ft | 3 Lamp | Fixture | 7 | ComEd | [12 empty] | 11#213001 | 112213001 | Replace Failed Equip. | Electric Heat (Incremental) |  |  | 10 |  |  |  |  | 7 | Electric Heating |  | Incremental | HVAC | MBH
|  |  | T12 - 2 ft - 4 Lamp | T12 - 2ft - 4 Lamp - 80W Actual | 112 |  | T12 | 2 ft | 4 Lamp | Fixture | 8 | ComEd | [12 empty] | 11#204001 | 112204001 | Replace Failed Equip. | Energy Recovery Ventilator (Incremental) |  |  | 15 |  |  |  |  | 8 | HVAC |  | Incremental | HVAC | 100 cfm
|  |  | T12 - 3 ft - 1 Lamp | T12 - 3ft - 1 Lamp - 30W Actual | 37 |  | T12 | 3 ft | 1 Lamp | Fixture | 9 | ComEd | [12 empty] | 11#204003 | 112204003 | Replace Failed Equip. | Enthalpy Economizer (Incremental) |  |  | 10 |  |  |  |  | 9 | HVAC Controls Op w/o Peak |  |  | HVAC | Ton
|  |  | T12 - 3 ft - 2 Lamp | T12 - 3ft - 2 Lamp - 60W Actual | 74 |  | T12 | 3 ft | 2 Lamp | Fixture | 10 | ComEd | [12 empty] | 11#204005 | 112204005 | Replace Failed Equip. | Fan Wall (Incremental) |  |  | 15 |  |  |  |  | 10 | Motors and Drives |  | Incremental | HVAC | HP
|  |  | T12 - 3 ft - 3 Lamp | T12 - 3ft - 3 Lamp - 90W Actual | 111 |  | T12 | 3 ft | 3 Lamp | Fixture | 11 | ComEd | [12 empty] | 11#209001 | 112209001 | Replace Failed Equip. | Heat Pump - Ground Source (Incremental) |  |  | 15 |  |  |  |  | 11 | HVAC |  | Incremental | HVAC | MBH
|  |  | T12 - 3 ft - 4 Lamp | T12 - 3ft - 4 Lamp - 120W Actual | 148 |  | T12 | 3 ft | 4 Lamp | Fixture | 12 | ComEd | [12 empty] | 11#209003 | 112209003 | Replace Failed Equip. | Heat Pump - Water Source (Incremental) |  |  | 15 |  |  |  |  | 12 | HVAC |  | Incremental | HVAC | MBH
|  |  | T12 - 4 ft - 1 Lamp | T12 - 4ft - 1 Lamp - 40W Actual | 48 |  | T12 | 4 ft | 1 Lamp | Fixture | 13 | ComEd | [12 empty] | 11#214005 | 112214005 | Replace Failed Equip. | HVAC Controls / EMS without Peak (Incremental) |  |  | 15 |  |  |  |  | 13 | HVAC Controls Op w/o Peak |  | Incremental | HVAC | 1000 Sq. Ft. Cond. Space
|  |  | T12 - 4 ft - 2 Lamp | T12 - 4ft - 2 Lamp - 80W Actual | 82 |  | T12 | 4 ft | 2 Lamp | Fixture | 14 | ComEd | [12 empty] | 11#214007 | 112214007 | Replace Failed Equip. | HVAC Controls / EMS with Peak (Incremental) |  |  | 15 |  |  |  |  | 14 | HVAC Controls Op w/ Peak |  | Incremental | HVAC | 1000 Sq. Ft. Cond. Space
|  |  | T12 - 4 ft - 3 Lamp | T12 - 4ft - 3 Lamp - 120W Actual | 122 |  | T12 | 4 ft | 3 Lamp | Fixture | 15 | ComEd | [12 empty] | 11#204007 | 112204007 | Replace Failed Equip. | Industrial Ceiling Fan (Incremental) |  |  | 15 |  |  |  |  | 15 | Motors and Drives |  | Incremental | HVAC | HP
|  |  | T12 - 4 ft - 4 Lamp | T12 - 4ft - 4 Lamp - 164W Actual | 164 |  | T12 | 4 ft | 4 Lamp | Fixture | 16 | ComEd | [12 empty] | 11#214009 | 112214009 | Replace Failed Equip. | Programmable Thermostat (Incremental) |  |  | 8 |  |  |  |  | 16 | HVAC Controls Op w/o Peak |  | Incremental | HVAC | 1000 Sq. Ft. Cond. Space
|  |  | T12 - 4 ft - 6 Lamp | T12 - 4ft - 6 Lamp - 240W Actual | 258 |  | T12 | 4 ft | 6 lamp | Fixture | 17 | ComEd | [12 empty] | 11#214011 | 112214011 | Replace Failed Equip. | Temperature Setback (Incremental) |  |  | 2 |  |  |  |  | 17 | HVAC Controls Op w/o Peak |  | Incremental | HVAC | 1000 Sq. Ft. Cond. Space
|  |  | T12 - 5 ft - 1 Lamp | T12 - 5ft - 1 Lamp - 72W Actual | 72 |  | T12 | 5 ft | 1 Lamp | Fixture | 18 | Xcel | [12 empty] | 11#206003 | 112206003 | Replace Failed Equip. | VFD for Chiller (Incremental) |  |  | 15 |  |  |  |  | 18 | HVAC Controls Op w/ Peak |  | Incremental | HVAC | Ton
|  |  | T12 - 5 ft - 2 Lamp | T12 - 5ft - 2 Lamp - 111W Actual | 111 |  | T12 | 5 ft | 2 Lamp | Fixture | 19 | Xcel | [12 empty] | 11#224001 | 112224001 | Replace Failed Equip. | VFD for Fan (Incremental) |  |  | 15 |  |  |  |  | 19 | Motors and Drives |  | Incremental | HVAC | HP
|  |  | T12 - 6 ft - 1 Lamp | T12 - 6ft - 1 Lamp - 80W Actual | 80 |  | T12 | 6 ft | 1 Lamp | Fixture | 20 | Xcel | [12 empty] | 11#212003 | 112212003 | Replace Failed Equip. | VRF System (Incremental) |  |  | 15 |  |  |  |  | 20 | HVAC |  | Incremental | HVAC | Ton
|  |  | T12 - 6 ft - 2 Lamp | T12 - 6ft - 2 Lamp - 122W Actual | 122 |  | T12 | 6 ft | 2 Lamp | Fixture | 21 | Xcel | [12 empty] | 11#206005 | 112206005 | Replace Failed Equip. | Water Cooled Chiller (Incremental) |  |  | 23 |  |  |  |  | 21 | Cooling |  | Incremental | HVAC | Ton
|  |  | T12 - 8 ft - 1 Lamp | T12 - 8ft - 1 Lamp - 83W Actual | 83 |  | T12 | 8 ft | 1 Lamp | Fixture | 22 | Ameren IL | [12 empty] | 11#222001 | 112222001 | Replace Failed Equip. | Others (Incremental) | [7 empty] | 22 |  |  | Incremental | HVAC | Project
|  |  | T12 - 8 ft - 2 Lamp | T12 - 8ft - 2 Lamp - 138W Actual | 138 |  | T12 | 8 ft | 2 Lamp | Fixture | 23 | Ameren IL | [12 empty] | 11#214002 | 112214002 | Retrofit | Advanced RTU Compressor Controller |  |  | 15 |  |  |  |  | 23 | HVAC Controls Op w/ Peak |  | Total | HVAC | HP
|  |  | T12 - 8 ft - 3 Lamp | T12 - 8ft - 3 Lamp - 221W Actual | 221 |  | T12 | 8 ft | 3 Lamp | Fixture | 24 | Ameren IL | [12 empty] | 11#206002 | 112206002 | Retrofit | Air Cooled Chiller |  |  | 23 |  |  |  |  | 24 | Cooling |  | Total | HVAC | Ton
|  |  | T12 - 8 ft - 4 Lamp | T12 - 8ft - 4 Lamp - 276W Actual | 276 |  | T12 | 8 ft | 4 Lamp | Fixture | 25 | Ameren IL | [12 empty] | 11#208002 | 112208002 | Retrofit | Chiller Control Optimization |  |  | 15 |  |  |  |  | 25 | HVAC Controls Op w/ Peak |  | Total | HVAC | Ton
|  |  | T12 HO - 8 ft - 1 Lamp | T12 - 8ft - 1 Lamp - HO - 125W Actual | 125 |  | T12 HO | 8 ft | 1 Lamp | Fixture | 26 | Ameren IL | [12 empty] | 11#212002 | 112212002 | Retrofit | CRAC Unit |  |  | 15 |  |  |  |  | 26 | Cooling |  | Total | HVAC | Ton
|  |  | T12 HO - 8 ft - 2 Lamp | T12 - 8ft - 2 Lamp - HO - 227W Actual | 227 |  | T12 HO | 8 ft | 2 Lamp | Fixture | 27 | Ameren IL | [12 empty] | 11#214004 | 112214004 | Retrofit | Demand Control Ventilation |  |  | 15 |  |  |  |  | 27 | HVAC Controls Op w/ Peak |  | Total | HVAC | 1000 Sq. Ft. Cond. Space
|  |  | T12 HO - 8 ft - 3 Lamp | T12 - 8ft - 3 Lamp - HO - 352W Actual | 352 |  | T12 HO | 8 ft | 3 Lamp | Fixture | 28 | Ameren IL | [12 empty] | 11#210002 | 112210002 | Retrofit | ECM Motor for HVAC |  |  | 15 |  |  |  |  | 28 | Motors and Drives |  | Total | HVAC | HP
|  |  | T12 HO - 8 ft - 4 Lamp | T12 - 8ft - 3 Lamp - HO - 454W Actual | 454 |  | T12 HO | 8 ft | 4 Lamp | Fixture | 29 | Ameren IL | [12 empty] | 11#213002 | 112213002 | Retrofit | Electric Heat |  |  | 10 |  |  |  |  | 29 | Electric Heating |  | Total | HVAC | MBH
|  |  | T12 VHO - 8 ft - 1 Lamp | T12 - 8ft - 1 Lamp - VHO - 200W Actual | 200 |  | T12 VHO | 8 ft | 1 Lamp | Fixture | 30 | Ameren IL | [12 empty] | 11#204002 | 112204002 | Retrofit | Energy Recovery Ventilator |  |  | 15 |  |  |  |  | 30 | HVAC |  | Total | HVAC | 100 cfm
|  |  | T12 VHO - 8 ft - 2 Lamp | T12 - 8ft - 2 Lamp - VHO - 400W Actual | 390 |  | T12 VHO | 8 ft | 2 Lamp | Fixture | 31 | Ameren IL | [12 empty] | 11#204004 | 112204004 | Retrofit | Enthalpy Economizer |  |  | 10 |  |  |  |  | 31 | HVAC Controls Op w/o Peak |  | Total | HVAC | Ton
|  |  | T12 VHO - 8 ft - 3 Lamp | T12 - 8ft - 3 Lamp - VHO - 600W Actual | 590 |  | T12 VHO | 8 ft | 3 Lamp | Fixture | 32 | Ameren IL | [12 empty] | 11#204006 | 112204006 | Retrofit | Fan Wall |  |  | 15 |  |  |  |  | 32 | Motors and Drives |  | Total | HVAC | HP
|  |  | T12 VHO - 8 ft - 4 Lamp | T12 - 8ft - 3 Lamp - VHO - 800W Actual | 780 |  | T12 VHO | 8 ft | 4 Lamp | Fixture | 33 | Ameren IL | [12 empty] | 11#209002 | 112209002 | Retrofit | Heat Pump - Ground Source |  |  | 15 |  |  |  |  | 33 | HVAC |  | Total | HVAC | MBH
|  |  | T12 - U-Tube - 1 Lamp | T12 - U-Tube - 1 Lamp - 51W Actual | 48 |  | T12 | 4 ft | 1 Lamp | Fixture | 34 | Ameren IL | [12 empty] | 11#209004 | 112209004 | Retrofit | Heat Pump - Water Source |  |  | 15 |  |  |  |  | 34 | HVAC |  | Total | HVAC | MBH
|  |  | T12 - U-Tube - 2 Lamp | T12 - U-Tube - 2 Lamp - 82W Actual | 72 |  | T12 | 4 ft | 2 Lamp | Fixture | 35 | Ameren IL | [12 empty] | 11#214006 | 112214006 | Retrofit | HVAC Controls / EMS without Peak |  |  | 15 |  |  |  |  | 35 | HVAC Controls Op w/o Peak |  | Total | HVAC | 1000 Sq. Ft. Cond. Space
|  |  | T12 - U-Tube - 3 Lamp | T12 - U-Tube - 2 Lamp - 102W Actual | 115 |  | T12 | 4 ft | 3 Lamp | Fixture | 36 | ComEd | [12 empty] | 11#214008 | 112214008 | Retrofit | HVAC Controls / EMS with Peak |  |  | 15 |  |  |  |  | 36 | HVAC Controls Op w/ Peak |  | Total | HVAC | 1000 Sq. Ft. Cond. Space
|  |  | ~~~~~~~~~~~~~~~~~~~~~~~~~~~~~ |  | Invalid | [5 empty] | 37 | [13 empty] | 11#204008 | 112204008 | Retrofit | Industrial Ceiling Fan |  |  | 15 |  |  |  |  | 37 | Motors and Drives |  | Total | HVAC | HP
|  |  | T8 - 2 ft - 1 Lamp | T8 - 2ft - 1 Lamp - 18W | 16 |  | T8 | 2 ft | 1 Lamp | Fixture | 38 | ComEd | [12 empty] | 11#214010 | 112214010 | Retrofit | Programmable Thermostat |  |  | 8 |  |  |  |  | 38 | HVAC Controls Op w/o Peak |  | Total | HVAC | 1000 Sq. Ft. Cond. Space
|  |  | T8 - 2 ft - 2 Lamp | T8 - 2ft - 2 Lamp - 18W | 32 |  | T8 | 2 ft | 2 Lamp | Fixture | 39 | ComEd | [12 empty] | 11#214012 | 112214012 | Retrofit | Temperature Setback |  |  | 2 |  |  |  |  | 39 | HVAC Controls Op w/o Peak |  | Total | HVAC | 1000 Sq. Ft. Cond. Space
|  |  | T8 - 2 ft - 3 Lamp | T8 - 2ft - 3 Lamp - 18W | 48 |  | T8 | 2 ft | 3 Lamp | Fixture | 40 | ComEd | [12 empty] | 11#206004 | 112206004 | Retrofit | VFD for Chiller |  |  | 15 |  |  |  |  | 40 | HVAC Controls Op w/ Peak |  | Total | HVAC | Ton
|  |  | T8 - 2 ft - 4 Lamp | T8 - 2ft - 4 Lamp - 18W | 64 |  | T8 | 2 ft | 4 Lamp | Fixture | 41 | ComEd | [12 empty] | 11#224002 | 112224002 | Retrofit | VFD for Fan |  |  | 15 |  |  |  |  | 41 | Motors and Drives |  | Total | HVAC | HP
|  |  | T8 - 3 ft - 1 Lamp | T8 - 3ft - 1 Lamp - 25W | 24 |  | T8 | 3 ft | 1 Lamp | Fixture | 42 | ComEd | [12 empty] | 11#212004 | 112212004 | Retrofit | VRF System |  |  | 15 |  |  |  |  | 42 | HVAC |  | Total | HVAC | Ton
|  |  | T8 - 3 ft - 2 Lamp | T8 - 3ft - 2 Lamp - 25W | 45 |  | T8 | 3 ft | 2 Lamp | Fixture | 43 | ComEd | [12 empty] | 11#206006 | 112206006 | Retrofit | Water Cooled Chiller |  |  | 23 |  |  |  |  | 43 | Cooling |  | Total | HVAC | Ton
|  |  | T8 - 3 ft - 3 Lamp | T8 - 3ft - 3 Lamp - 25W | 65 |  | T8 | 3 ft | 3 Lamp | Fixture | 44 | ComEd | [12 empty] | 11#222002 | 112222002 | Retrofit | Others | [7 empty] | 44 |  |  | Total | HVAC | Project
|  |  | T8 - 3 ft - 4 Lamp | T8 - 3ft - 4 Lamp - 25W | 87 |  | T8 | 3 ft | 4 Lamp | Fixture | 45 | ComEd
|  |  | T8 - 4 ft - 1 Lamp | T8 - 4ft - 1 Lamp - 32W | 29 |  | T8 | 4 ft | 1 Lamp | Fixture | 46 | ComEd
|  |  | T8 - 4 ft - 2 Lamp | T8 - 4ft - 2 Lamp - 32W | 56 |  | T8 | 4 ft | 2 Lamp | Fixture | 47 | ComEd
|  |  | T8 - 4 ft - 3 Lamp | T8 - 4ft - 3 Lamp - 32W | 84 |  | T8 | 4 ft | 3 Lamp | Fixture | 48 | ComEd | [13 empty] | Measure Number | Project Category | Proj Desc 1 | Proj Desc 2 | Inc Rate | EUL | Measure Group | Measure Subgroup 1 | Measure Subgroup 2 | Units | Order | End Use Category | Factor | Cost Basis | Application Tab | Wattage Unit | Default kW Controlled | Energy Savings Factor | Incremental Cost | Hours | WHFe
|  |  | T8 - 4 ft - 4 Lamp | T8 - 4ft - 4 Lamp - 32W | 110 |  | T8 | 4 ft | 4 Lamp | Fixture | 49 | Xcel | [15 empty] | ----Interior Sensors---- | [7 empty] | 1 | Interior Lighting Control
|  |  | T8 - 5 ft - 1 Lamp | T8 - 5ft - 1 Lamp - 40W | 40 |  | T8 | 4 ft | 1 Lamp | Fixture | [14 empty] | 11#218001 | 112218001 | Retrofit | Fixture-Mounted Occupancy Sensor |  |  | 15 |  |  |  |  | 2 | Interior Lighting Control |  | Total | Lighting Controls | sensor | 0.081 | 24% | 67 | 3088 | 1
|  |  | T8 - 5 ft - 2 Lamp | T8 - 5ft - 2 Lamp - 40W | 75 |  | T8 | 5 ft | 2 Lamp | Fixture | 50 | Xcel | [12 empty] | 11#218002 | 112218002 | Retrofit | Fixture-Mounted Daylight Sensor |  |  | 15 |  |  |  |  | 4 | Interior Lighting Control |  | Total | Lighting Controls | sensor | 0.095 | 28% | 50 | 3088 | 1
|  |  | T8 - 5 ft - 3 Lamp | T8 - 5ft - 3 Lamp - 40W | 110 |  | T8 | 5 ft | 3 Lamp | Fixture | 51 | Xcel | [12 empty] | 11#218003 | 112218003 | Retrofit | Integrated Occ. Sensor for LED Fixture <10k lm |  |  | 10 |  |  |  |  | 6 | Interior Lighting Control |  | Total | Lighting Controls | sensor | 0.031 | 24% | 40 | 3088 | 1
|  |  | T8 - 5 ft - 4 Lamp | T8 - 5ft - 4 Lamp - 40W | 134 |  | T8 | 5 ft | 4 Lamp | Fixture | 52 | Xcel | [12 empty] | 11#218004 | 112218004 | Retrofit | Integrated Occ. Sensor for LED Fixture ≥10k lm |  |  | 10 |  |  |  |  | 8 | Interior Lighting Control |  | Total | Lighting Controls | sensor | 0.118 | 24% | 40 | 3088 | 1
|  |  | T8 - 6 ft - 1 Lamp | T8 - 6ft - 1 Lamp - 46W | 52 |  | T8 | 6 ft | 1 Lamp | Fixture | 53 | Xcel | [12 empty] | 11#218005 | 112218005 | Retrofit | Integrated Dual Occ.& Daylight Sensor for LED Fixture < 10k lm |  |  | 10 |  |  |  |  | 10 | Interior Lighting Control |  | Total | Lighting Controls | sensor | 0.031 | 38% | 50 | 3088 | 1
|  |  | T8 - 6 ft - 2 Lamp | T8 - 6ft - 2 Lamp - 46W | 97 |  | T8 | 6 ft | 2 Lamp | Fixture | 54 | Xcel | [12 empty] | 11#218006 | 112218006 | Retrofit | Integrated Dual Occ.& Daylight Sensor for LED Fixture ≥10k lm |  |  | 10 |  |  |  |  | 12 | Interior Lighting Control |  | Total | Lighting Controls | sensor | 0.118 | 38% | 50 | 3088 | 1
|  |  | T8 - 8 ft - 1 Lamp | T8 - 8ft - 1 Lamp - 59W | 62 |  | T8 | 8 ft | 1 Lamp | Fixture | 55 | ComEd | [12 empty] | 11#218007 | 112218007 | Retrofit | LED Fixt.-Mounted Dual Occ.& Daylight Sensor < 10k lm |  |  | 15 |  |  |  |  | 14 | Interior Lighting Control |  | Total | Lighting Controls | sensor | 0.031 | 38% | 100 | 3088 | 1
|  |  | T8 - 8 ft - 2 Lamp | T8 - 8ft - 2 Lamp - 59W | 109 |  | T8 | 8 ft | 2 Lamp | Fixture | 56 | ComEd | [12 empty] | 11#218008 | 112218008 | Retrofit | LED Fixt.-Mounted Dual Occ.& Daylight Sensor ≥10k lm |  |  | 15 |  |  |  |  | 16 | Interior Lighting Control |  | Total | Lighting Controls | sensor | 0.118 | 38% | 100 | 3088 | 1
|  |  | T8 - 8 ft - 3 Lamp | T8 - 8ft - 3 Lamp - 59W | 186 |  | T8 | 8 ft | 3 Lamp | Fixture | 57 | ComEd | [12 empty] | 11#218009 | 112218009 | Retrofit | Networked Lighting Controls |  |  | 16 |  |  |  |  | 18 | Interior Lighting Control |  | Total | Lighting Controls | system | 7.665 | 50% | 61 | 4129 | 1
|  |  | T8 - 8 ft - 4 Lamp | T8 - 8ft - 4 Lamp - 59W | 248 |  | T8 | 8 ft | 4 Lamp | Fixture | 58 | ComEd
|  |  | T8 - 8 ft - 6 Lamp | T8 - 8ft - 6 Lamp - 59W | 328 |  | T8 | 8 ft | 6 lamp | Fixture | 59 | ComEd
|  |  | T8 HO - 8 ft - 1 Lamp | T8 - 8ft - 1 Lamp - 86W - HO | 90 |  | T8 HO | 8 ft | 1 Lamp | Fixture | 60 | ComEd | [13 empty] | Measure Number | Project Category | Proj Desc 1 | Proj Desc 2 | Inc Rate | EUL | Measure Group | Measure Subgroup 1 | Measure Subgroup 2 | Units | Order | End Use Category | Factor | Cost Basis | Application Tab | Unit of Measure | Column1 | Column2 | Column3 | Column4 | Column5
|  |  | T8 HO - 8 ft - 2 Lamp | T8 - 8ft - 2 Lamp - 86W - HO | 160 |  | T8 HO | 8 ft | 2 Lamp | Fixture | 61 | ComEd | [12 empty] | 11#233001 | 112233001 | Replace Failed Equip. | Heat Pump Water Heater (Incremental) |  |  | 15 |  |  |  |  | 1 | Water Heating |  | Incremental | Water Heating/Food Services | Unit
|  |  | T8 HO - 8 ft - 3 Lamp | T8 - 8ft - 3 Lamp - 86W - HO | 285 |  | T8 HO | 8 ft | 3 Lamp | Fixture | 62 | Oncor | [12 empty] | 11#233003 | 112233003 | Replace Failed Equip. | Heat Pump Pool Heater (Incremental) |  |  | 10 |  |  |  |  | 2 | Water Heating |  | Incremental | Water Heating/Food Services | Unit
|  |  | T8 HO - 8 ft - 4 Lamp | T8 - 8ft - 4 Lamp - 86W - HO | 320 |  | T8 HO | 8 ft | 4 Lamp | Fixture | 63 | ComEd | [12 empty] | 11#203001 | 112203001 | Replace Failed Equip. | Commercial Range Hood (Incremental) |  |  | 15 |  |  |  |  | 3 | Food Services |  | Incremental | Water Heating/Food Services | Unit
|  |  | T8 - U-Tube - 1 Lamp | T8 - U-Tube - 1 Lamp - 30W | 28 |  | T8 | 4 ft | 1 Lamp | Fixture | 64 | ComEd | [12 empty] | 11#203003 | 112203003 | Replace Failed Equip. | Commercial Cooker (Incremental) |  |  | 12 |  |  |  |  | 4 | Food Services |  | Incremental | Water Heating/Food Services | Unit
|  |  | T8 - U-Tube - 2 Lamp | T8 - U-Tube - 2 Lamp - 30W | 56 |  | T8 | 4 ft | 2 Lamp | Fixture | 65 | ComEd | [12 empty] | 11#203005 | 112203005 | Replace Failed Equip. | Commercial Fryer (Incremental) |  |  | 12 |  |  |  |  | 5 | Food Services |  | Incremental | Water Heating/Food Services | Unit
|  |  | T8 - U-Tube - 3 Lamp | T8 - U-Tube - 3 Lamp - 30W | 89 |  | T8 | 4 ft | 3 Lamp | Fixture | 66 | ComEd | [12 empty] | 11#222001 | 112222001 | Replace Failed Equip. | Others (Incremental) | [7 empty] | 6 |  |  | Incremental | Water Heating/Food Services | Project
|  |  | ~~~~~~~~~~~~~~~~~~~~~~~~~~~~~ |  | Invalid | [5 empty] | 67 | [13 empty] | 11#233002 | 112233002 | Retrofit | Heat Pump Water Heater |  |  | 15 |  |  |  |  | 7 | Water Heating |  | Total | Water Heating/Food Services | Unit
|  |  | T5 - 2 ft - 1 Lamp | T5 - 2ft - 1 Lamp - 14W | 28 |  | T5 | 2 ft | 1 Lamp | Fixture | 68 | Ameren IL | [12 empty] | 11#233004 | 112233004 | Retrofit | Heat Pump Pool Heater |  |  | 10 |  |  |  |  | 8 | Water Heating |  | Total | Water Heating/Food Services | Unit
|  |  | T5 - 2 ft - 2 Lamp | T5 - 2ft - 2 Lamp - 14W | 54 |  | T5 | 2 ft | 2 Lamp | Fixture | 69 | Ameren IL | [12 empty] | 11#203002 | 112203002 | Retrofit | Commercial Range Hood |  |  | 15 |  |  |  |  | 9 | Food Services |  | Total | Water Heating/Food Services | Unit
|  |  | T5 - 4 ft - 1 Lamp | T5 - 4ft - 1 Lamp - 28W | 32 |  | T5 | 4 ft | 1 Lamp | Fixture | 70 | Ameren IL | [12 empty] | 11#203004 | 112203004 | Retrofit | Commercial Cooker |  |  | 12 |  |  |  |  | 10 | Food Services |  | Total | Water Heating/Food Services | Unit
|  |  | T5 - 4 ft - 2 Lamp | T5 - 4ft - 2 Lamp - 28W | 63 |  | T5 | 4 ft | 2 Lamp | Fixture | 71 | Ameren IL | [12 empty] | 11#203006 | 112203006 | Retrofit | Commercial Fryer |  |  | 12 |  |  |  |  | 11 | Food Services |  | Total | Water Heating/Food Services | Unit
|  |  | T5 - 4 ft - 3 Lamp | T5 - 4ft - 3 Lamp - 28W | 95 |  | T5 | 4 ft | 3 Lamp | Fixture | 72 | Ameren IL | [12 empty] | 11#222002 | 112222002 | Retrofit | Others | [7 empty] | 12 |  |  | Total | Water Heating/Food Services | Project
|  |  | T5 - 4 ft - 4 Lamp | T5 - 4ft - 4 Lamp - 28W | 126 |  | T5 | 4 ft | 4 Lamp | Fixture | 73 | Ameren IL
|  |  | T5 - 4 ft - 6 Lamp | T5 - 4ft - 6 Lamp - 28W | 192 |  | T5 | 4 ft | 6 Lamp | Fixture | 74 | ComEd | [13 empty] | Measure Number | Project Category | Proj Desc 1 | Proj Desc 2 | Inc Rate | EUL | Measure Group | Measure Subgroup 1 | Measure Subgroup 2 | Units | Order | End Use Category | Factor | Cost Basis | Application Tab | Unit of Measure | Column1 | Column2 | Column3 | Column4 | Column5
|  |  | T5 - 4 ft - 8 Lamp | T5 - 4ft - 8 Lamp - 28W | 256 |  | T5 | 4 ft | 8 Lamp | Fixture | 75 | ComEd | [12 empty] | 11#202001 | 112202001 | Replace Failed Equip. | Efficient Air Compressor (Incremental) |  |  | 15 |  |  |  |  | 1 | Compressed Air |  | Incremental | Compressed Air / Process | HP
|  |  | T5 - 5 ft - 1 Lamp | T5 - 5ft - 1 Lamp - 35W | 40 |  | T5 | 5 ft | 1 Lamp | Fixture | 76 | Xcel | [12 empty] | 11#201001 | 112201001 | Replace Failed Equip. | Compressed Air Optimization (Incremental) |  |  | 10 |  |  |  |  | 2 | Compressed Air |  | Incremental | Compressed Air / Process | HP
|  |  | T5 - 5 ft - 2 Lamp | T5 - 5ft - 2 Lamp - 35W | 77 |  | T5 | 5 ft | 2 Lamp | Fixture | 77 | Xcel | [12 empty] | 11#201003 | 112201003 | Replace Failed Equip. | Compressor Optimization (Incremental) |  |  | 15 |  |  |  |  | 3 | Process |  | Incremental | Compressed Air / Process | HP
|  |  | T5 HO - 4 ft - 1 Lamp | T5 - 4ft - 1 Lamp - 54W - HO | 61 |  | T5 HO | 4 ft | 1 Lamp | Fixture | 78 | Ameren IL | [12 empty] | 11#202003 | 112202003 | Replace Failed Equip. | VFD for Air Compressor (Incremental) |  |  | 15 |  |  |  |  | 4 | Compressed Air |  | Incremental | Compressed Air / Process | HP
|  |  | T5 HO - 4 ft - 2 Lamp | T5 - 4ft - 2 Lamp - 54W - HO | 117 |  | T5 HO | 4 ft | 2 Lamp | Fixture | 79 | Ameren IL | [12 empty] | 11#228001 | 112228001 | Replace Failed Equip. | Process Chiller (Incremental) |  |  | 20 |  |  |  |  | 5 | Process |  | Incremental | Compressed Air / Process | Ton
|  |  | T5 HO - 4 ft - 3 Lamp | T5 - 4ft - 3 Lamp - 54W - HO | 179 |  | T5 HO | 4 ft | 3 Lamp | Fixture | 80 | Ameren IL | [12 empty] | 11#228003 | 112228003 | Replace Failed Equip. | Optimizing Process Cooling (Incremental) |  |  | 15 |  |  |  |  | 6 | Process |  | Incremental | Compressed Air / Process | Ton
|  |  | T5 HO - 4 ft - 4 Lamp | T5 - 4ft - 4 Lamp - 54W - HO | 235 |  | T5 HO | 4 ft | 4 Lamp | Fixture | 81 | Ameren IL | [12 empty] | 11#228005 | 112228005 | Replace Failed Equip. | Optimizing Process Heating (Incremental) |  |  | 15 |  |  |  |  | 7 | Process |  | Incremental | Compressed Air / Process | MBH
|  |  | T5 HO - 4 ft - 6 Lamp | T5 - 4ft - 6 Lamp - 54W - HO | 355 |  | T5 HO | 4 ft | 6 Lamp | Fixture | 82 | ComEd | [12 empty] | 11#201005 | 112201005 | Replace Failed Equip. | Compressed Air Engineered Nozzle (Incremental) |  |  | 15 |  |  |  |  | 8 | Compressed Air |  | Incremental | Compressed Air / Process | Unit
|  |  | T5 HO - 4 ft - 8 Lamp | T5 - 4ft - 8 Lamp - 54W - HO | 468 |  | T5 HO | 4 ft | 8 Lamp | Fixture | 83 | ComEd | [12 empty] | 11#222001 | 112222001 | Replace Failed Equip. | Others (Incremental) | [7 empty] | 9 |  |  | Incremental | Compressed Air / Process | Project
|  |  | T5 HO - 4 ft - 10 Lamp | T5 - 4ft - 10 Lamp - 54W - HO | 577 |  | T5 HO | 4 ft | 10 Lamp | Fixture | 84 | [13 empty] | 11#202002 | 112202002 | Retrofit | Efficient Air Compressor |  |  | 15 |  |  |  |  | 10 | Compressed Air |  | Total | Compressed Air / Process | HP
|  |  | ~~~~~~~~~~~~~~~~~~~~~~~~~~~~~ |  | Invalid | [5 empty] | 85 | [13 empty] | 11#201002 | 112201002 | Retrofit | Compressed Air Optimization |  |  | 10 |  |  |  |  | 11 | Compressed Air |  | Total | Compressed Air / Process | HP
|  |  | MH - 50 Watt | MH 50W | 72 |  | Metal Halide | 50 Watt |  | Fixture | 86 | ComEd | [12 empty] | 11#201004 | 112201004 | Retrofit | Compressor Optimization |  |  | 15 |  |  |  |  | 12 | Process |  | Total | Compressed Air / Process | HP
|  |  | MH - 70 Watt | MH 70W | 95 |  | Metal Halide | 70 Watt |  | Fixture | 87 | Ameren IL | [12 empty] | 11#202004 | 112202004 | Retrofit | VFD for Air Compressor |  |  | 15 |  |  |  |  | 13 | Compressed Air |  | Total | Compressed Air / Process | HP
|  |  | MH - 100 Watt | MH 100W | 114 |  | Metal Halide | 100 Watt |  | Fixture | 88 | Ameren IL | [12 empty] | 11#228002 | 112228002 | Retrofit | Process Chiller |  |  | 20 |  |  |  |  | 14 | Process |  | Total | Compressed Air / Process | Ton
|  |  | MH - 150 Watt | MH 150W | 190 |  | Metal Halide | 150 Watt |  | Fixture | 89 | ComEd | [12 empty] | 11#228004 | 112228004 | Retrofit | Optimizing Process Cooling |  |  | 15 |  |  |  |  | 15 | Process |  | Total | Compressed Air / Process | Ton
|  |  | MH - 175 Watt | MH 175W | 199 |  | Metal Halide | 175 Watt |  | Fixture | 90 | Ameren IL | [12 empty] | 11#228006 | 112228006 | Retrofit | Optimizing Process Heating |  |  | 15 |  |  |  |  | 16 | Process |  | Total | Compressed Air / Process | MBH
|  |  | MH - 250 Watt | MH 250W | 284 |  | Metal Halide | 250 Watt |  | Fixture | 91 | Ameren IL | [12 empty] | 11#201006 | 112201006 | Retrofit | Compressed Air Engineered Nozzle |  |  | 15 |  |  |  |  | 17 | Compressed Air |  | Total | Compressed Air / Process | Unit
|  |  | MH - 400 Watt | MH 400W | 455 |  | Metal Halide | 400 Watt |  | Fixture | 92 | Ameren IL | [12 empty] | 11#222002 | 112222002 | Retrofit | Others | [7 empty] | 18 |  |  | Total | Compressed Air / Process | Project
|  |  | MH - 1000 Watt | MH 1000W | 1080 |  | Metal Halide | 1000 Watt |  | Fixture | 93 | Ameren IL
|  |  | MH - 1500 Watt | MH 1500W | 1610 |  | Metal Halide | 1500 Watt |  | Fixture | 94 | ComEd | [13 empty] | Measure Number | Project Category | Proj Desc 1 | Proj Desc 2 | Inc Rate | EUL | Measure Group | Measure Subgroup 1 | Measure Subgroup 2 | Units | Order | End Use Category | Factor | Cost Basis | Application Tab | Unit of Measure | Column1 | Column2 | Column3 | Column4 | Column5
|  |  | MH - 2000 Watt | MH 2000W | 2140 |  | Metal Halide | 2000 Watt |  | Fixture | 95 | Xcel | [12 empty] | 11#210001 | 112210001 | Replace Failed Equip. | ECM Motor for HVAC (Incremental) |  |  | 15 |  |  |  |  | 1 | Motors and Drives |  | Incremental | Motor/Pump/VFD | HP
|  |  | Pulse Start MH - 200 Watt |  | 227 |  | Pulse Start Metal Halide | 200 Watt |  | Fixture | 96 | Ameren IL | [12 empty] | 11#231001 | 112231001 | Replace Failed Equip. | ECM Motor for Refrigeration (Incremental) |  |  | 15 |  |  |  |  | 2 | Refrigeration |  | Incremental | Motor/Pump/VFD | HP
|  |  | Pulse Start MH - 320 Watt |  | 364 |  | Pulse Start Metal Halide | 320 Watt |  | Fixture | 97 | Ameren IL | [12 empty] | 11#225001 | 112225001 | Replace Failed Equip. | Efficient Motor (Incremental) |  |  | 15 |  |  |  |  | 3 | Motors and Drives |  | Incremental | Motor/Pump/VFD | HP
|  |  | Pulse Start MH - 350 Watt |  | 398 |  | Pulse Start Metal Halide | 350 Watt |  | Fixture | 98 | Ameren IL | [12 empty] | 11#226001 | 112226001 | Replace Failed Equip. | Efficient Pumps (Incremental) |  |  | 15 |  |  |  |  | 4 | Motors and Drives |  | Incremental | Motor/Pump/VFD | HP
|  |  | Pulse Start MH - 400 Watt |  | 456 |  | Pulse Start Metal Halide | 400 Watt |  | Fixture | 99 | ComEd | [12 empty] | 11#204009 | 112204009 | Replace Failed Equip. | Fan Walls (Incremental) |  |  | 15 |  |  |  |  | 5 | Motors and Drives |  | Incremental | Motor/Pump/VFD | HP
|  |  | Pulse Start MH - 1000 Watt |  | 1080 |  | Pulse Start Metal Halide | 1000 Watt |  | Fixture | 100 | ComEd | [12 empty] | 11#202003 | 112202003 | Replace Failed Equip. | VFD for Air Compressor (Incremental) |  |  | 15 |  |  |  |  | 6 | Compressed Air |  | Incremental | Motor/Pump/VFD | HP
|  |  | ~~~~~~~~~~~~~~~~~~~~~~~~~~~~~ |  | Invalid | [5 empty] | 101 | [13 empty] | 11#224001 | 112224001 | Replace Failed Equip. | VFD for Fan (Incremental) |  |  | 10 |  |  |  |  | 7 | Motors and Drives |  | Incremental | Motor/Pump/VFD | HP
|  |  | HPS - 35 Watt | HPS 35W | 46 |  | High Pressure Sodium | 35 Watt |  | Fixture | 102 | Ameren IL | [12 empty] | 11#228007 | 112228007 | Replace Failed Equip. | VFD for Process Motor (Incremental) |  |  | 15 |  |  |  |  | 8 | Motors and Drives |  | Incremental | Motor/Pump/VFD | HP
|  |  | HPS - 50 Watt | HPS 50W | 66 |  | High Pressure Sodium | 50 Watt |  | Fixture | 103 | Ameren IL | [12 empty] | 11#226002 | 112226002 | Replace Failed Equip. | VFD for Pump (Incremental) |  |  | 15 |  |  |  |  | 9 | Motors and Drives |  | Incremental | Motor/Pump/VFD | HP
|  |  | HPS - 70 watt | HPS 70W | 95 |  | High Pressure Sodium | 70 watt |  | Fixture | 104 | Ameren IL | [12 empty] | 11#222001 | 112222001 | Replace Failed Equip. | Others (Incremental) | [7 empty] | 10 |  |  | Incremental | Motor/Pump/VFD | Project
|  |  | HPS - 100 Watt | HPS 100W | 138 |  | High Pressure Sodium | 100 Watt |  | Fixture | 105 | Ameren IL | [12 empty] | 11#210002 | 112210002 | Retrofit | ECM Motor for HVAC |  |  | 15 |  |  |  |  | 11 | Motors and Drives |  | Total | Motor/Pump/VFD | HP
|  |  | HPS - 150 Watt | HPS 150W | 188 |  | High Pressure Sodium | 150 Watt |  | Fixture | 106 | Ameren IL | [12 empty] | 11#231002 | 112231002 | Retrofit | ECM Motor for Refrigeration |  |  | 15 |  |  |  |  | 12 | Refrigeration |  | Total | Motor/Pump/VFD | HP
|  |  | HPS - 200 Watt | HPS 200W | 250 |  | High Pressure Sodium | 200 Watt |  | Fixture | 107 | Ameren IL | [12 empty] | 11#225002 | 112225002 | Retrofit | Efficient Motor |  |  | 15 |  |  |  |  | 13 | Motors and Drives |  | Total | Motor/Pump/VFD | HP
|  |  | HPS - 250 Watt | HPS 250W | 295 |  | High Pressure Sodium | 250 Watt |  | Fixture | 108 | Ameren IL | [12 empty] | 11#226003 | 112226003 | Retrofit | Efficient Pumps |  |  | 15 |  |  |  |  | 14 | Motors and Drives |  | Total | Motor/Pump/VFD | HP
|  |  | HPS - 400 Watt | HPS 400W | 465 |  | High Pressure Sodium | 400 Watt |  | Fixture | 109 | Ameren IL | [12 empty] | 11#204010 | 112204010 | Retrofit | Fan Walls |  |  | 15 |  |  |  |  | 15 | Motors and Drives |  | Total | Motor/Pump/VFD | HP
|  |  | HPS - 1000 Watt | HPS 1000W | 1100 |  | High Pressure Sodium | 1000 Watt |  | Fixture | 110 | Ameren IL | [12 empty] | 11#202004 | 112202004 | Retrofit | VFD for Air Compressor |  |  | 15 |  |  |  |  | 16 | Compressed Air |  | Total | Motor/Pump/VFD | HP
|  |  | ~~~~~~~~~~~~~~~~~~~~~~~~~~~~~ |  | Invalid |  |  |  |  | Fixture | 111 | [13 empty] | 11#224002 | 112224002 | Retrofit | VFD for Fan |  |  | 10 |  |  |  |  | 17 | Motors and Drives |  | Total | Motor/Pump/VFD | HP
|  |  | MV - 40 Watt | MV 40W | 50 |  | Mercury Vapor | 40 Watt |  | Fixture | 112 | Ameren IL | [12 empty] | 11#228008 | 112228008 | Retrofit | VFD for Process Motor |  |  | 15 |  |  |  |  | 18 | Motors and Drives |  | Total | Motor/Pump/VFD | HP
|  |  | MV - 50 Watt | MV 50W | 74 |  | Mercury Vapor | 50 Watt |  | Fixture | 113 | Ameren IL | [12 empty] | 11#226004 | 112226004 | Retrofit | VFD for Pump |  |  | 15 |  |  |  |  | 19 | Motors and Drives |  | Total | Motor/Pump/VFD | HP
|  |  | MV - 75 Watt | MV 75W | 93 |  | Mercury Vapor | 75 Watt |  | Fixture | 114 | Ameren IL | [12 empty] | 11#222002 | 112222002 | Retrofit | Others | [7 empty] | 20 |  |  | Total | Motor/Pump/VFD | Project
|  |  | MV - 100 Watt | MV 100W | 125 |  | Mercury Vapor | 100 Watt |  | Fixture | 115 | Ameren IL
|  |  | MV - 175 Watt | MV 175W | 205 |  | Mercury Vapor | 175 Watt |  | Fixture | 116 | Ameren IL | [13 empty] | Measure Number | Project Category | Proj Desc 1 | Proj Desc 2 | Inc Rate | EUL | Measure Group | Measure Subgroup 1 | Measure Subgroup 2 | Units | Order | End Use Category | Factor | Cost Basis | Application Tab | Unit of Measure | Column1 | Column2 | Column3 | Column4 | Column5
|  |  | MV - 250 Watt | MV 250W | 290 |  | Mercury Vapor | 250 Watt |  | Fixture | 117 | Ameren IL | [12 empty] | 11#231003 | 112231003 | Replace Failed Equip. | Commercial Freezer (Incremental) |  |  | 12 |  |  |  |  | 1 | Refrigeration |  | Incremental | Refrigeration | Cu. Ft.
|  |  | MV - 400 Watt | MV 400W | 455 |  | Mercury Vapor | 400 Watt |  | Fixture | 118 | Ameren IL | [12 empty] | 11#231005 | 112231005 | Replace Failed Equip. | Commercial Refrigerator (Incremental) |  |  | 12 |  |  |  |  | 2 | Refrigeration |  | Incremental | Refrigeration | Cu. Ft.
|  |  | MV - 1000 Watt | MV 1000W | 1075 |  | Mercury Vapor | 1000 Watt |  | Fixture | 119 | ComEd | [12 empty] | 11#231007 | 112231007 | Replace Failed Equip. | Freezer Insulation (Incremental) |  |  | 12 |  |  |  |  | 3 | Refrigeration |  | Incremental | Refrigeration | 100 Sq. Ft. Cond. Space
|  |  | ~~~~~~~~~~~~~~~~~~~~~~~~~~~~~ |  | Invalid | [5 empty] | 120 | [13 empty] | 11#231009 | 112231009 | Replace Failed Equip. | Refrigeration Insulation (Incremental) |  |  | 12 |  |  |  |  | 4 | Refrigeration |  | Incremental | Refrigeration | 100 Sq. Ft. Cond. Space
|  |  | Signage Fixture (Describe) |  |  |  | Inefficient Signage Fixture |  |  | Fixture | 121 | [13 empty] | 11#231011 | 112231011 | Replace Failed Equip. | Controls (Incremental) |  |  | 15 |  |  |  |  | 5 | Refrigeration |  | Incremental | Refrigeration | HP
|  |  | Neon Fixture (Describe) |  |  |  | Inefficient Neon Fixture |  |  | Fixture | 122 | [13 empty] | 11#222001 | 112222001 | Replace Failed Equip. | Others (Incremental) | [7 empty] | 6 |  |  | Incremental | Refrigeration | Project
|  |  | Induction Fixture (Describe) |  |  |  | Inefficient Induction Fixture |  |  | Fixture | 123 | [13 empty] | 11#231004 | 112231004 | Retrofit | Commercial Freezer |  |  | 12 |  |  |  |  | 7 | Refrigeration |  | Total | Refrigeration | Cu. Ft.
|  |  | Others (Describe) |  |  |  | Existing Inefficient Lighting Fixture | Other |  | Fixture | 124 | [13 empty] | 11#231006 | 112231006 | Retrofit | Commercial Refrigerator |  |  | 12 |  |  |  |  | 8 | Refrigeration |  | Total | Refrigeration | Cu. Ft.
[25 empty] | 11#231008 | 112231008 | Retrofit | Freezer Insulation |  |  | 12 |  |  |  |  | 9 | Refrigeration |  | Total | Refrigeration | 100 Sq. Ft. Cond. Space
[25 empty] | 11#231010 | 112231010 | Retrofit | Refrigeration Insulation |  |  | 12 |  |  |  |  | 10 | Refrigeration |  | Total | Refrigeration | 100 Sq. Ft. Cond. Space
[25 empty] | 11#231012 | 112231012 | Retrofit | Controls |  |  | 15 |  |  |  |  | 11 | Refrigeration |  | Total | Refrigeration | HP
[25 empty] | 11#222002 | 112222002 | Retrofit | Others | [7 empty] | 12 |  |  | Total | Refrigeration | Project
[26 empty] | Measure Number | Project Category | Proj Desc 1 | Proj Desc 2 | Inc Rate | EUL | Measure Group | Measure Subgroup 1 | Measure Subgroup 2 | Units | Order | End Use Category | Factor | Cost Basis | Application Tab | Unit of Measure | Column1 | Column2 | Column3 | Column4 | Column5
[25 empty] | 11#205001 | 112205001 | Replace Failed Equip. | Wall Insulation (Incremental) |  |  | 20 |  |  |  |  | 1 | Building Shell |  | Incremental | Miscellaneous | 1000 Sq. Ft. of Insulation
[25 empty] | 11#205003 | 112205003 | Replace Failed Equip. | Window Film (Incremental) |  |  | 10 |  |  |  |  | 2 | Building Shell |  | Incremental | Miscellaneous | 100 Sq. Ft. of Window
[25 empty] | 11#205005 | 112205005 | Replace Failed Equip. | Window Replacement (Incremental) |  |  | 15 |  |  |  |  | 3 | Building Shell |  | Incremental | Miscellaneous | 100 Sq. Ft. of Window
[25 empty] | 11#205007 | 112205007 | Replace Failed Equip. | Building Shell (Incremental) |  |  | 20 |  |  |  |  | 4 | Building Shell |  | Incremental | Miscellaneous | Project
[25 empty] | 11#222001 | 112222001 | Replace Failed Equip. | Others (Incremental) | [7 empty] | 5 |  |  | Incremental | Miscellaneous | Project
[25 empty] | 11#205002 | 112205002 | Retrofit | Wall Insulation |  |  | 20 |  |  |  |  | 6 | Building Shell |  | Total | Miscellaneous | 1000 Sq. Ft. of Insulation
[25 empty] | 11#205004 | 112205004 | Retrofit | Window Film |  |  | 10 |  |  |  |  | 7 | Building Shell |  | Total | Miscellaneous | 100 Sq. Ft. of Window
[25 empty] | 11#205006 | 112205006 | Retrofit | Window Replacement |  |  | 15 |  |  |  |  | 8 | Building Shell |  | Total | Miscellaneous | 100 Sq. Ft. of Window
[25 empty] | 11#205008 | 112205008 | Retrofit | Building Shell |  |  | 20 |  |  |  |  | 9 | Building Shell |  | Total | Miscellaneous | Project
[25 empty] | 11#222002 | 112222002 | Retrofit | Others | [7 empty] | 10 |  |  | Total | Miscellaneous | Project
[26 empty] | Measure Number | Project Category | Proj Desc 1 | Proj Desc 2 | Inc Rate | EUL | Measure Group | Measure Subgroup 1 | Measure Subgroup 2 | Units | Order | End Use Category | Factor | Cost Basis | Application Tab | Unit of Measure | Column1 | Column2 | Column3 | Column4 | Column5
[27 empty] | Replace Failed Equip. | Peak Load (kW) Shift |  |  | 15 |  |  |  |  | 1 |  |  | Incremental | Miscellaneous | Project
[26 empty] | Measure Number | Project Category | Proj Desc 1 | Proj Desc 2 | Inc Rate | EUL | Measure Group | Measure Subgroup 1 | Measure Subgroup 2 | Units | Order | End Use Category | Factor | Cost Basis | Application Tab | Unit of Measure | Column1 | Column2 | Column3 | Column4 | Column5
[25 empty] | 11#223001 | 112223001 | Replace Failed Equip. | Low-Voltage Dry-Type Distribution Transformer |  |  | 30 |  |  |  |  | 1 | Miscellaneous |  | Incremental | Miscellaneous | kVA
[25 empty] | 11#223002 | 112223002 | Replace Failed Equip. | Liquid-Immersed Distribution Transformer |  |  | 30 |  |  |  |  | 2 | Miscellaneous |  | Incremental | Miscellaneous | kVA
[25 empty] | 11#223003 | 112223003 | Replace Failed Equip. | Medium-Voltage Dry-Type Distribution Transformer |  |  | 30 |  |  |  |  | 3 | Miscellaneous |  | Incremental | Miscellaneous | kVA
[25 empty] | 11#223001 | 112223001 | Retrofit | Low-Voltage Dry-Type Distribution Transformer |  |  | 30 |  |  |  |  | 4 | Miscellaneous |  | Total | Miscellaneous | kVA
[25 empty] | 11#223002 | 112223002 | Retrofit | Liquid-Immersed Distribution Transformer |  |  | 30 |  |  |  |  | 5 | Miscellaneous |  | Total | Miscellaneous | kVA
[25 empty] | 11#223003 | 112223003 | Retrofit | Medium-Voltage Dry-Type Distribution Transformer |  |  | 30 |  |  |  |  | 6 | Miscellaneous |  | Total | Miscellaneous | kVA
INDEX(CMEMISC[Proj Desc 1],MATCH('M04-S09'!C18,CMEMISC[Project Category],0),1):INDEX(CMEMISC[Proj Desc 1],MATCH('M04-S09'!C18,CMEMISC[Project Category],1),1)

## EXPORT (hidden)
ProjectID | UploadID | Measure Code | Line Number | Primary Key | Program | Sub-Program | End Use Category | EUL | Cost Benefit | Payback | Reporting Methodology | Location | Base Desc 1 | Eff Desc 1 | Base Notes | Eff Notes | Eff Notes 2 | Unit of Measure | Base Units | Eff Units | Annual Hours | Base Wattage | Efficient Wattage | Wattage Controlled | Incentive Type | Incentive Total | Bonus Incentive Amount | Equipment Cost | Labor Cost | Total Cost | Cost Basis | Incremental Cost | Baseline Cost | Deemed kWh Savings | Calculated kWh Savings | Deemed kW Savings | Calculated kW Savings | Baseline kWh | Efficient kWh | Study kWh | Spillover Equipment Cost | Spillover Labor Cost | Spillover Total Cost | Spillover Cost Basis | Spillover Incremental Cost | Spillover Baseline Cost | Spillover Base Units | Spillover Eff Units | Spillover Deemed kWh Savings | Spillover Calculated kWh Savings | Spillover Deemed kW Savings | Spillover Calculated kW Savings | Spillover Reason | Project Number | Application Version | Project Type* | Project Name / ID* | Project Description* | How did you hear? | Method Received | Custom Cost Benefit | Custom Payback | Offered Date | Offer Signed Date | Offer Signature | Project Start Date | RECFR Date | Invoice Date | Installation Date | Completion Signed Date | Completion Signature | New Construction Project Type | Legal/Contractual Requirements* | Plan/Develop Phase Start | Plan/Develop Phase End | Design/Build Phase Start | Design/Build Phase End | Procure/Constr Phase Start | Procure/Constr Phase End | Completion Date | Initial Estimated Study Received | Revised Estimated Study Received | Initial Engineering Notes | Final Engineering Notes | Program Contact PC | Electronic Signature (Account Owner or Authorized Representative) | Signatory Title | Date Signed | The Site Contact is: | KCPL Contact | Trade Ally Contact First Name | Trade Ally Last Name | Trade Ally Title | Trade Ally Primary Phone | Trade Ally Email | Is there a Trade Ally or vendor for this project? | Trade Ally / Vendor Company | Trade Ally Mailing Address | Trade Ally City | Trade Ally State | Trade Ally Zip Code | Trade Ally Contact First Name | Trade Ally Last Name | Trade Ally Title | Trade Ally Primary Phone | Trade Ally Email | Who will install/installed the equipment for this project? | Legal Company Name | Company Address | Company City | Company State | Company Zip Code | Company Contact First Name | Company Last Name | Company Title | Company Primary Phone | Company Email | Account Number 1 | Account Number 2 | Utility Rate Code | Utility Electric Rate ($/kWh) | Site Name | Site Address | Site City | Site State | Site Zip Code | Site Contact First Name | Site Last Name | Site Title | Site Primary Phone | Site Email | Building Type* | Annual Operating Hours* | Square Footage* | Space Conditioning Type* | Last Major Renovation (Year) | Type of Control System | Company Address 1 (as seen on W9) | Company Address 2 (as seen on W9) | Company City (as seen on W9) | Company Legal Name (as seen on W9) | Company State (as seen on W9) | Company Zip (as seen on W9) | Payment Type | Payee Company Name | Mailing Address | City | State | Zip Code | Payee First Name | Payee Last Name | Phone Number | Email | Tax Entity | Federal Tax ID Number | Payment Agreement Checkbox
0 | [53 empty] | 0 | v1.1.4 |  |  |  |  | Email | [64 empty] | KS | [30 empty] | FALSE
Standard Lighting
0 |  |  | 1 |  |  | Standard | [5 empty] | 0 |  | 0 | 0 | 0 |  |  |  |  | 0 | [6 empty] | 0 | 0 |  | Total
0 |  |  | 2 |  |  | Standard | [5 empty] | 0 |  | 0 | 0 | 0 |  |  |  |  | 0 | [6 empty] | 0 | 0 |  | Total
0 |  |  | 3 |  |  | Standard | [5 empty] | 0 |  | 0 | 0 | 0 |  |  |  |  | 0 | [6 empty] | 0 | 0 |  | Total
0 |  |  | 4 |  |  | Standard | [5 empty] | 0 |  | 0 | 0 | 0 |  |  |  |  | 0 | [6 empty] | 0 | 0 |  | Total
0 |  |  | 5 |  |  | Standard | [5 empty] | 0 |  | 0 | 0 | 0 |  |  |  |  | 0 | [6 empty] | 0 | 0 |  | Total
0 |  |  | 6 |  |  | Standard | [5 empty] | 0 |  | 0 | 0 | 0 |  |  |  |  | 0 | [6 empty] | 0 | 0 |  | Total
0 |  |  | 7 |  |  | Standard | [5 empty] | 0 |  | 0 | 0 | 0 |  |  |  |  | 0 | [6 empty] | 0 | 0 |  | Total
0 |  |  | 8 |  |  | Standard | [5 empty] | 0 |  | 0 | 0 | 0 |  |  |  |  | 0 | [6 empty] | 0 | 0 |  | Total
0 |  |  | 9 |  |  | Standard | [5 empty] | 0 |  | 0 | 0 | 0 |  |  |  |  | 0 | [6 empty] | 0 | 0 |  | Total
0 |  |  | 10 |  |  | Standard | [5 empty] | 0 |  | 0 | 0 | 0 |  |  |  |  | 0 | [6 empty] | 0 | 0 |  | Total
0 |  |  | 11 |  |  | Standard | [5 empty] | 0 |  | 0 | 0 | 0 |  |  |  |  | 0 | [6 empty] | 0 | 0 |  | Total
0 |  |  | 12 |  |  | Standard | [5 empty] | 0 |  | 0 | 0 | 0 |  |  |  |  | 0 | [6 empty] | 0 | 0 |  | Total
0 |  |  | 13 |  |  | Standard | [5 empty] | 0 |  | 0 | 0 | 0 |  |  |  |  | 0 | [6 empty] | 0 | 0 |  | Total
0 |  |  | 14 |  |  | Standard | [5 empty] | 0 |  | 0 | 0 | 0 |  |  |  |  | 0 | [6 empty] | 0 | 0 |  | Total
0 |  |  | 15 |  |  | Standard | [5 empty] | 0 |  | 0 | 0 | 0 |  |  |  |  | 0 | [6 empty] | 0 | 0 |  | Total
0 |  |  | 16 |  |  | Standard | [5 empty] | 0 |  | 0 | 0 | 0 |  |  |  |  | 0 | [6 empty] | 0 | 0 |  | Total
0 |  |  | 17 |  |  | Standard | [5 empty] | 0 |  | 0 | 0 | 0 |  |  |  |  | 0 | [6 empty] | 0 | 0 |  | Total
0 |  |  | 18 |  |  | Standard | [5 empty] | 0 |  | 0 | 0 | 0 |  |  |  |  | 0 | [6 empty] | 0 | 0 |  | Total
0 |  |  | 19 |  |  | Standard | [5 empty] | 0 |  | 0 | 0 | 0 |  |  |  |  | 0 | [6 empty] | 0 | 0 |  | Total
0 |  |  | 20 |  |  | Standard | [5 empty] | 0 |  | 0 | 0 | 0 |  |  |  |  | 0 | [6 empty] | 0 | 0 |  | Total
0 |  |  | 21 |  |  | Standard | [5 empty] | 0 |  | 0 | 0 | 0 |  |  |  |  | 0 | [6 empty] | 0 | 0 |  | Total
0 |  |  | 22 |  |  | Standard | [5 empty] | 0 |  | 0 | 0 | 0 |  |  |  |  | 0 | [6 empty] | 0 | 0 |  | Total
0 |  |  | 23 |  |  | Standard | [5 empty] | 0 |  | 0 | 0 | 0 |  |  |  |  | 0 | [6 empty] | 0 | 0 |  | Total
0 |  |  | 24 |  |  | Standard | [5 empty] | 0 |  | 0 | 0 | 0 |  |  |  |  | 0 | [6 empty] | 0 | 0 |  | Total
0 |  |  | 25 |  |  | Standard | [5 empty] | 0 |  | 0 | 0 | 0 |  |  |  |  | 0 | [6 empty] | 0 | 0 |  | Total
0 |  |  | 26 |  |  | Standard | [5 empty] | 0 |  | 0 | 0 | 0 |  |  |  |  | 0 | [6 empty] | 0 | 0 |  | Total
0 |  |  | 27 |  |  | Standard | [5 empty] | 0 |  | 0 | 0 | 0 |  |  |  |  | 0 | [6 empty] | 0 | 0 |  | Total
0 |  |  | 28 |  |  | Standard | [5 empty] | 0 |  | 0 | 0 | 0 |  |  |  |  | 0 | [6 empty] | 0 | 0 |  | Total
0 |  |  | 29 |  |  | Standard | [5 empty] | 0 |  | 0 | 0 | 0 |  |  |  |  | 0 | [6 empty] | 0 | 0 |  | Total
0 |  |  | 30 |  |  | Standard | [5 empty] | 0 |  | 0 | 0 | 0 |  |  |  |  | 0 | [6 empty] | 0 | 0 |  | Total
Standard Lighting Controls
0 |  |  | 1 |  |  | Standard | [5 empty] | 0 |  | 0 |  | 0 |  |  |  |  | 0 |  |  | 0 |  |  |  | 0 | 0 |  | Total | [6 empty] | 0 | 0
0 |  |  | 2 |  |  | Standard | [5 empty] | 0 |  | 0 |  | 0 |  |  |  |  | 0 |  |  | 0 |  |  |  | 0 | 0 |  | Total | [6 empty] | 0 | 0
0 |  |  | 3 |  |  | Standard | [5 empty] | 0 |  | 0 |  | 0 |  |  |  |  | 0 |  |  | 0 |  |  |  | 0 | 0 |  | Total | [6 empty] | 0 | 0
0 |  |  | 4 |  |  | Standard | [5 empty] | 0 |  | 0 |  | 0 |  |  |  |  | 0 |  |  | 0 |  |  |  | 0 | 0 |  | Total | [6 empty] | 0 | 0
0 |  |  | 5 |  |  | Standard | [5 empty] | 0 |  | 0 |  | 0 |  |  |  |  | 0 |  |  | 0 |  |  |  | 0 | 0 |  | Total | [6 empty] | 0 | 0
0 |  |  | 6 |  |  | Standard | [5 empty] | 0 |  | 0 |  | 0 |  |  |  |  | 0 |  |  | 0 |  |  |  | 0 | 0 |  | Total | [6 empty] | 0 | 0
0 |  |  | 7 |  |  | Standard | [5 empty] | 0 |  | 0 |  | 0 |  |  |  |  | 0 |  |  | 0 |  |  |  | 0 | 0 |  | Total | [6 empty] | 0 | 0
0 |  |  | 8 |  |  | Standard | [5 empty] | 0 |  | 0 |  | 0 |  |  |  |  | 0 |  |  | 0 |  |  |  | 0 | 0 |  | Total | [6 empty] | 0 | 0
0 |  |  | 9 |  |  | Standard | [5 empty] | 0 |  | 0 |  | 0 |  |  |  |  | 0 |  |  | 0 |  |  |  | 0 | 0 |  | Total | [6 empty] | 0 | 0
0 |  |  | 10 |  |  | Standard | [5 empty] | 0 |  | 0 |  | 0 |  |  |  |  | 0 |  |  | 0 |  |  |  | 0 | 0 |  | Total | [6 empty] | 0 | 0
0 |  |  | 0 |  |  | Standard | 0 |  |  |  | 0 | 0 |  | 0 |  | 0 |  | 0 | 0 | 0 | 0 |  |  | 0 |  | 0 | 0 | 0 | 0 | 0 | Total |  |  | 0 | 0 | 0 | 0 | 0 | 0
0 |  |  | 0 |  |  | Standard | 0 |  |  |  | 0 | 0 |  | 0 |  | 0 |  | 0 | 0 | 0 | 0 |  |  | 0 |  | 0 | 0 | 0 | 0 | 0 | Total |  |  | 0 | 0 | 0 | 0 | 0 | 0
0 |  |  | 0 |  |  | Standard | 0 |  |  |  | 0 | 0 |  | 0 |  | 0 |  | 0 | 0 | 0 | 0 |  |  | 0 |  | 0 | 0 | 0 | 0 | 0 | Total |  |  | 0 | 0 | 0 | 0 | 0 | 0
0 |  |  | 0 |  |  | Standard | 0 |  |  |  | 0 | 0 |  | 0 |  | 0 |  | 0 | 0 | 0 | 0 |  |  | 0 |  | 0 | 0 | 0 | 0 | 0 | Total |  |  | 0 | 0 | 0 | 0 | 0 | 0
0 |  |  | 0 |  |  | Standard | 0 |  |  |  | 0 | 0 |  | 0 |  | 0 |  | 0 | 0 | 0 | 0 |  |  | 0 |  | 0 | 0 | 0 | 0 | 0 | Total |  |  | 0 | 0 | 0 | 0 | 0 | 0
Standard Refrigeration
0 |  |  | 1 |  |  | Standard | [5 empty] | 0 |  | 0 |  | 0 | [11 empty] | 0 | 0 |  | Total |  |  |  | 0 |  | 0 | 0 | 0
0 |  |  | 2 |  |  | Standard | [5 empty] | 0 |  | 0 |  | 0 | [11 empty] | 0 | 0 |  | Total |  |  |  | 0 |  | 0 | 0 | 0
0 |  |  | 3 |  |  | Standard | [5 empty] | 0 |  | 0 |  | 0 | [11 empty] | 0 | 0 |  | Total |  |  |  | 0 |  | 0 | 0 | 0
0 |  |  | 4 |  |  | Standard | [5 empty] | 0 |  | 0 |  | 0 | [11 empty] | 0 | 0 |  | Total |  |  |  | 0 |  | 0 | 0 | 0
0 |  |  | 5 |  |  | Standard | [5 empty] | 0 |  | 0 |  | 0 | [11 empty] | 0 | 0 |  | Total |  |  |  | 0 |  | 0 | 0 | 0
0 |  |  | 6 |  |  | Standard | [5 empty] | 0 |  | 0 |  | 0 | [11 empty] | 0 | 0 |  | Total |  |  |  | 0 |  | 0 | 0 | 0
0 |  |  | 7 |  |  | Standard | [5 empty] | 0 |  | 0 |  | 0 | [11 empty] | 0 | 0 |  | Total |  |  |  | 0 |  | 0 | 0 | 0
0 |  |  | 8 |  |  | Standard | [5 empty] | 0 |  | 0 |  | 0 | [11 empty] | 0 | 0 |  | Total |  |  |  | 0 |  | 0 | 0 | 0
0 |  |  | 9 |  |  | Standard | [5 empty] | 0 |  | 0 |  | 0 | [11 empty] | 0 | 0 |  | Total |  |  |  | 0 |  | 0 | 0 | 0
0 |  |  | 10 |  |  | Standard | [5 empty] | 0 |  | 0 |  | 0 | [11 empty] | 0 | 0 |  | Total |  |  |  | 0 |  | 0 | 0 | 0
0 |  |  | 0 |  |  | Standard | 0 |  |  |  | 0 | 0 |  | 0 |  | 0 |  | 0 | 0 | 0 | [5 empty] | 0 | 0 | 0 | 0 | 0 | Total |  |  | 0 | 0 | 0 | 0 | 0 | 0
0 |  |  | 0 |  |  | Standard | 0 |  |  |  | 0 | 0 |  | 0 |  | 0 |  | 0 | 0 | 0 | [5 empty] | 0 | 0 | 0 | 0 | 0 | Total |  |  | 0 | 0 | 0 | 0 | 0 | 0
0 |  |  | 0 |  |  | Standard | 0 |  |  |  | 0 | 0 |  | 0 |  | 0 |  | 0 | 0 | 0 | [5 empty] | 0 | 0 | 0 | 0 | 0 | Total |  |  | 0 | 0 | 0 | 0 | 0 | 0
0 |  |  | 0 |  |  | Standard | 0 |  |  |  | 0 | 0 |  | 0 |  | 0 |  | 0 | 0 | 0 | [5 empty] | 0 | 0 | 0 | 0 | 0 | Total |  |  | 0 | 0 | 0 | 0 | 0 | 0
0 |  |  | 0 |  |  | Standard | 0 |  |  |  | 0 | 0 |  | 0 |  | 0 |  | 0 | 0 | 0 | [5 empty] | 0 | 0 | 0 | 0 | 0 | Total |  |  | 0 | 0 | 0 | 0 | 0 | 0
Standard HVAC | [14 empty] | PLC, FLC, PLH, FLH | PLC, FLC, PLH, FLH, Tons-Heat
Standard Compressed Air / Process
0 |  |  | 1 |  |  | Standard | [5 empty] | 0 |  | 0 |  | 0 | [11 empty] | 0 | 0 |  | Total |  |  |  | 0 |  | 0 | 0 | 0
0 |  |  | 2 |  |  | Standard | [5 empty] | 0 |  | 0 |  | 0 | [11 empty] | 0 | 0 |  | Total |  |  |  | 0 |  | 0 | 0 | 0
0 |  |  | 3 |  |  | Standard | [5 empty] | 0 |  | 0 |  | 0 | [11 empty] | 0 | 0 |  | Total |  |  |  | 0 |  | 0 | 0 | 0
0 |  |  | 4 |  |  | Standard | [5 empty] | 0 |  | 0 |  | 0 | [11 empty] | 0 | 0 |  | Total |  |  |  | 0 |  | 0 | 0 | 0
0 |  |  | 5 |  |  | Standard | [5 empty] | 0 |  | 0 |  | 0 | [11 empty] | 0 | 0 |  | Total |  |  |  | 0 |  | 0 | 0 | 0
0 |  |  | 6 |  |  | Standard | [5 empty] | 0 |  | 0 |  | 0 | [11 empty] | 0 | 0 |  | Total |  |  |  | 0 |  | 0 | 0 | 0
0 |  |  | 7 |  |  | Standard | [5 empty] | 0 |  | 0 |  | 0 | [11 empty] | 0 | 0 |  | Total |  |  |  | 0 |  | 0 | 0 | 0
0 |  |  | 8 |  |  | Standard | [5 empty] | 0 |  | 0 |  | 0 | [11 empty] | 0 | 0 |  | Total |  |  |  | 0 |  | 0 | 0 | 0
0 |  |  | 9 |  |  | Standard | [5 empty] | 0 |  | 0 |  | 0 | [11 empty] | 0 | 0 |  | Total |  |  |  | 0 |  | 0 | 0 | 0
0 |  |  | 10 |  |  | Standard | [5 empty] | 0 |  | 0 |  | 0 | [11 empty] | 0 | 0 |  | Total |  |  |  | 0 |  | 0 | 0 | 0
0 |  |  | 0 |  |  | Standard | 0 |  |  |  | 0 | 0 |  | 0 |  | 0 |  | 0 | 0 | 0 | [5 empty] | 0 | 0 | 0 | 0 | 0 | Total |  |  | 0 | 0 | 0 | 0 | 0 | 0
0 |  |  | 0 |  |  | Standard | 0 |  |  |  | 0 | 0 |  | 0 |  | 0 |  | 0 | 0 | 0 | [5 empty] | 0 | 0 | 0 | 0 | 0 | Total |  |  | 0 | 0 | 0 | 0 | 0 | 0
0 |  |  | 0 |  |  | Standard | 0 |  |  |  | 0 | 0 |  | 0 |  | 0 |  | 0 | 0 | 0 | [5 empty] | 0 | 0 | 0 | 0 | 0 | Total |  |  | 0 | 0 | 0 | 0 | 0 | 0
0 |  |  | 0 |  |  | Standard | 0 |  |  |  | 0 | 0 |  | 0 |  | 0 |  | 0 | 0 | 0 | [5 empty] | 0 | 0 | 0 | 0 | 0 | Total |  |  | 0 | 0 | 0 | 0 | 0 | 0
0 |  |  | 0 |  |  | Standard | 0 |  |  |  | 0 | 0 |  | 0 |  | 0 |  | 0 | 0 | 0 | [5 empty] | 0 | 0 | 0 | 0 | 0 | Total |  |  | 0 | 0 | 0 | 0 | 0 | 0
Standard Water Heating / Food Services
0 |  |  | 1 |  |  | Standard | [5 empty] | 0 |  | 0 |  | 0 | [11 empty] | 0 | 0 |  | Total |  |  |  | 0 |  | 0 | 0 | 0
0 |  |  | 2 |  |  | Standard | [5 empty] | 0 |  | 0 |  | 0 | [11 empty] | 0 | 0 |  | Total |  |  |  | 0 |  | 0 | 0 | 0
0 |  |  | 3 |  |  | Standard | [5 empty] | 0 |  | 0 |  | 0 | [11 empty] | 0 | 0 |  | Total |  |  |  | 0 |  | 0 | 0 | 0
0 |  |  | 4 |  |  | Standard | [5 empty] | 0 |  | 0 |  | 0 | [11 empty] | 0 | 0 |  | Total |  |  |  | 0 |  | 0 | 0 | 0
0 |  |  | 5 |  |  | Standard | [5 empty] | 0 |  | 0 |  | 0 | [11 empty] | 0 | 0 |  | Total |  |  |  | 0 |  | 0 | 0 | 0
0 |  |  | 6 |  |  | Standard | [5 empty] | 0 |  | 0 |  | 0 | [11 empty] | 0 | 0 |  | Total |  |  |  | 0 |  | 0 | 0 | 0
0 |  |  | 7 |  |  | Standard | [5 empty] | 0 |  | 0 |  | 0 | [11 empty] | 0 | 0 |  | Total |  |  |  | 0 |  | 0 | 0 | 0
0 |  |  | 8 |  |  | Standard | [5 empty] | 0 |  | 0 |  | 0 | [11 empty] | 0 | 0 |  | Total |  |  |  | 0 |  | 0 | 0 | 0
0 |  |  | 9 |  |  | Standard | [5 empty] | 0 |  | 0 |  | 0 | [11 empty] | 0 | 0 |  | Total |  |  |  | 0 |  | 0 | 0 | 0
0 |  |  | 10 |  |  | Standard | [5 empty] | 0 |  | 0 |  | 0 | [11 empty] | 0 | 0 |  | Total |  |  |  | 0 |  | 0 | 0 | 0
0 |  |  | 0 |  |  | Standard | 0 |  |  |  | 0 | 0 |  | 0 |  | 0 |  | 0 | 0 | 0 | [5 empty] | 0 | 0 | 0 | 0 | 0 | Total |  |  | 0 | 0 | 0 | 0 | 0 | 0
0 |  |  | 0 |  |  | Standard | 0 |  |  |  | 0 | 0 |  | 0 |  | 0 |  | 0 | 0 | 0 | [5 empty] | 0 | 0 | 0 | 0 | 0 | Total |  |  | 0 | 0 | 0 | 0 | 0 | 0
0 |  |  | 0 |  |  | Standard | 0 |  |  |  | 0 | 0 |  | 0 |  | 0 |  | 0 | 0 | 0 | [5 empty] | 0 | 0 | 0 | 0 | 0 | Total |  |  | 0 | 0 | 0 | 0 | 0 | 0
0 |  |  | 0 |  |  | Standard | 0 |  |  |  | 0 | 0 |  | 0 |  | 0 |  | 0 | 0 | 0 | [5 empty] | 0 | 0 | 0 | 0 | 0 | Total |  |  | 0 | 0 | 0 | 0 | 0 | 0
0 |  |  | 0 |  |  | Standard | 0 |  |  |  | 0 | 0 |  | 0 |  | 0 |  | 0 | 0 | 0 | [5 empty] | 0 | 0 | 0 | 0 | 0 | Total |  |  | 0 | 0 | 0 | 0 | 0 | 0
Standard Motors and Drives
0 |  |  | 1 |  |  | Standard | [5 empty] | 0 |  | 0 |  | 0 | [11 empty] | 0 | 0 |  | Total |  |  |  | 0 |  | 0 | 0 | 0
0 |  |  | 2 |  |  | Standard | [5 empty] | 0 |  | 0 |  | 0 | [11 empty] | 0 | 0 |  | Total |  |  |  | 0 |  | 0 | 0 | 0
0 |  |  | 3 |  |  | Standard | [5 empty] | 0 |  | 0 |  | 0 | [11 empty] | 0 | 0 |  | Total |  |  |  | 0 |  | 0 | 0 | 0
0 |  |  | 4 |  |  | Standard | [5 empty] | 0 |  | 0 |  | 0 | [11 empty] | 0 | 0 |  | Total |  |  |  | 0 |  | 0 | 0 | 0
0 |  |  | 5 |  |  | Standard | [5 empty] | 0 |  | 0 |  | 0 | [11 empty] | 0 | 0 |  | Total |  |  |  | 0 |  | 0 | 0 | 0
0 |  |  | 6 |  |  | Standard | [5 empty] | 0 |  | 0 |  | 0 | [11 empty] | 0 | 0 |  | Total |  |  |  | 0 |  | 0 | 0 | 0
0 |  |  | 7 |  |  | Standard | [5 empty] | 0 |  | 0 |  | 0 | [11 empty] | 0 | 0 |  | Total |  |  |  | 0 |  | 0 | 0 | 0
0 |  |  | 8 |  |  | Standard | [5 empty] | 0 |  | 0 |  | 0 | [11 empty] | 0 | 0 |  | Total |  |  |  | 0 |  | 0 | 0 | 0
0 |  |  | 9 |  |  | Standard | [5 empty] | 0 |  | 0 |  | 0 | [11 empty] | 0 | 0 |  | Total |  |  |  | 0 |  | 0 | 0 | 0
0 |  |  | 10 |  |  | Standard | [5 empty] | 0 |  | 0 |  | 0 | [11 empty] | 0 | 0 |  | Total |  |  |  | 0 |  | 0 | 0 | 0
0 |  |  | 0 |  |  | Standard | 0 |  |  |  | 0 | 0 |  | 0 |  | 0 |  | 0 | 0 | 0 | [5 empty] | 0 | 0 | 0 | 0 | 0 | Total |  |  | 0 | 0 | 0 | 0 | 0 | 0
0 |  |  | 0 |  |  | Standard | 0 |  |  |  | 0 | 0 |  | 0 |  | 0 |  | 0 | 0 | 0 | [5 empty] | 0 | 0 | 0 | 0 | 0 | Total |  |  | 0 | 0 | 0 | 0 | 0 | 0
0 |  |  | 0 |  |  | Standard | 0 |  |  |  | 0 | 0 |  | 0 |  | 0 |  | 0 | 0 | 0 | [5 empty] | 0 | 0 | 0 | 0 | 0 | Total |  |  | 0 | 0 | 0 | 0 | 0 | 0
0 |  |  | 0 |  |  | Standard | 0 |  |  |  | 0 | 0 |  | 0 |  | 0 |  | 0 | 0 | 0 | [5 empty] | 0 | 0 | 0 | 0 | 0 | Total |  |  | 0 | 0 | 0 | 0 | 0 | 0
0 |  |  | 0 |  |  | Standard | 0 |  |  |  | 0 | 0 |  | 0 |  | 0 |  | 0 | 0 | 0 | [5 empty] | 0 | 0 | 0 | 0 | 0 | Total |  |  | 0 | 0 | 0 | 0 | 0 | 0
Custom Lighting
0 |  |  | 1 |  |  | Custom | [5 empty] | - | 0 | 0 | 0 | 0 |  |  |  |  | 0 |  | 0 | [17 empty] | 0 | 0 |  | Incremental |  |  | 0 | 0 |  |  |  |  | Enter Utility Rate
0 |  |  | 2 |  |  | Custom | [5 empty] | - | 0 | 0 | 0 | 0 |  |  |  |  | 0 |  | 0 | [17 empty] | 0 | 0 |  | Incremental |  |  | 0 | 0 |  |  |  |  | Enter Utility Rate
0 |  |  | 3 |  |  | Custom | [5 empty] | - | 0 | 0 | 0 | 0 |  |  |  |  | 0 |  | 0 | [17 empty] | 0 | 0 |  | Incremental |  |  | 0 | 0 |  |  |  |  | Enter Utility Rate
0 |  |  | 4 |  |  | Custom | [5 empty] | - | 0 | 0 | 0 | 0 |  |  |  |  | 0 |  | 0 | [17 empty] | 0 | 0 |  | Incremental |  |  | 0 | 0 |  |  |  |  | Enter Utility Rate
0 |  |  | 5 |  |  | Custom | [5 empty] | - | 0 | 0 | 0 | 0 |  |  |  |  | 0 |  | 0 | [17 empty] | 0 | 0 |  | Incremental |  |  | 0 | 0 |  |  |  |  | Enter Utility Rate
0 |  |  | 6 |  |  | Custom | [5 empty] | - | 0 | 0 | 0 | 0 |  |  |  |  | 0 |  | 0 | [17 empty] | 0 | 0 |  | Incremental |  |  | 0 | 0 |  |  |  |  | Enter Utility Rate
0 |  |  | 7 |  |  | Custom | [5 empty] | - | 0 | 0 | 0 | 0 |  |  |  |  | 0 |  | 0 | [17 empty] | 0 | 0 |  | Incremental |  |  | 0 | 0 |  |  |  |  | Enter Utility Rate
0 |  |  | 8 |  |  | Custom | [5 empty] | - | 0 | 0 | 0 | 0 |  |  |  |  | 0 |  | 0 | [17 empty] | 0 | 0 |  | Incremental |  |  | 0 | 0 |  |  |  |  | Enter Utility Rate
0 |  |  | 9 |  |  | Custom | [5 empty] | - | 0 | 0 | 0 | 0 |  |  |  |  | 0 |  | 0 | [17 empty] | 0 | 0 |  | Incremental |  |  | 0 | 0 |  |  |  |  | Enter Utility Rate
0 |  |  | 10 |  |  | Custom | [5 empty] | - | 0 | 0 | 0 | 0 |  |  |  |  | 0 |  | 0 | [17 empty] | 0 | 0 |  | Incremental |  |  | 0 | 0 |  |  |  |  | Enter Utility Rate
0 |  |  | 11 |  |  | Custom | [5 empty] | - | 0 | 0 | 0 | 0 |  |  |  |  | 0 |  | 0 | [17 empty] | 0 | 0 |  | Incremental |  |  | 0 | 0 |  |  |  |  | Enter Utility Rate
0 |  |  | 12 |  |  | Custom | [5 empty] | - | 0 | 0 | 0 | 0 |  |  |  |  | 0 |  | 0 | [17 empty] | 0 | 0 |  | Incremental |  |  | 0 | 0 |  |  |  |  | Enter Utility Rate
0 |  |  | 13 |  |  | Custom | [5 empty] | - | 0 | 0 | 0 | 0 |  |  |  |  | 0 |  | 0 | [17 empty] | 0 | 0 |  | Incremental |  |  | 0 | 0 |  |  |  |  | Enter Utility Rate
0 |  |  | 14 |  |  | Custom | [5 empty] | - | 0 | 0 | 0 | 0 |  |  |  |  | 0 |  | 0 | [17 empty] | 0 | 0 |  | Incremental |  |  | 0 | 0 |  |  |  |  | Enter Utility Rate
0 |  |  | 15 |  |  | Custom | [5 empty] | - | 0 | 0 | 0 | 0 |  |  |  |  | 0 |  | 0 | [17 empty] | 0 | 0 |  | Incremental |  |  | 0 | 0 |  |  |  |  | Enter Utility Rate
0 |  |  | 16 |  |  | Custom | [5 empty] | - | 0 | 0 | 0 | 0 |  |  |  |  | 0 |  | 0 | [17 empty] | 0 | 0 |  | Incremental |  |  | 0 | 0 |  |  |  |  | Enter Utility Rate
0 |  |  | 17 |  |  | Custom | [5 empty] | - | 0 | 0 | 0 | 0 |  |  |  |  | 0 |  | 0 | [17 empty] | 0 | 0 |  | Incremental |  |  | 0 | 0 |  |  |  |  | Enter Utility Rate
0 |  |  | 18 |  |  | Custom | [5 empty] | - | 0 | 0 | 0 | 0 |  |  |  |  | 0 |  | 0 | [17 empty] | 0 | 0 |  | Incremental |  |  | 0 | 0 |  |  |  |  | Enter Utility Rate
0 |  |  | 19 |  |  | Custom | [5 empty] | - | 0 | 0 | 0 | 0 |  |  |  |  | 0 |  | 0 | [17 empty] | 0 | 0 |  | Incremental |  |  | 0 | 0 |  |  |  |  | Enter Utility Rate
0 |  |  | 20 |  |  | Custom | [5 empty] | - | 0 | 0 | 0 | 0 |  |  |  |  | 0 |  | 0 | [17 empty] | 0 | 0 |  | Incremental |  |  | 0 | 0 |  |  |  |  | Enter Utility Rate
0 |  |  | 21 |  |  | Custom | [5 empty] | - | 0 | 0 | 0 | 0 |  |  |  |  | 0 |  | 0 | [17 empty] | 0 | 0 |  | Incremental |  |  | 0 | 0 |  |  |  |  | Enter Utility Rate
0 |  |  | 22 |  |  | Custom | [5 empty] | - | 0 | 0 | 0 | 0 |  |  |  |  | 0 |  | 0 | [17 empty] | 0 | 0 |  | Incremental |  |  | 0 | 0 |  |  |  |  | Enter Utility Rate
0 |  |  | 23 |  |  | Custom | [5 empty] | - | 0 | 0 | 0 | 0 |  |  |  |  | 0 |  | 0 | [17 empty] | 0 | 0 |  | Incremental |  |  | 0 | 0 |  |  |  |  | Enter Utility Rate
0 |  |  | 24 |  |  | Custom | [5 empty] | - | 0 | 0 | 0 | 0 |  |  |  |  | 0 |  | 0 | [17 empty] | 0 | 0 |  | Incremental |  |  | 0 | 0 |  |  |  |  | Enter Utility Rate
0 |  |  | 25 |  |  | Custom | [5 empty] | - | 0 | 0 | 0 | 0 |  |  |  |  | 0 |  | 0 | [17 empty] | 0 | 0 |  | Incremental |  |  | 0 | 0 |  |  |  |  | Enter Utility Rate
0 |  |  | 26 |  |  | Custom | [5 empty] | - | 0 | 0 | 0 | 0 |  |  |  |  | 0 |  | 0 | [17 empty] | 0 | 0 |  | Incremental |  |  | 0 | 0 |  |  |  |  | Enter Utility Rate
0 |  |  | 27 |  |  | Custom | [5 empty] | - | 0 | 0 | 0 | 0 |  |  |  |  | 0 |  | 0 | [17 empty] | 0 | 0 |  | Incremental |  |  | 0 | 0 |  |  |  |  | Enter Utility Rate
0 |  |  | 28 |  |  | Custom | [5 empty] | - | 0 | 0 | 0 | 0 |  |  |  |  | 0 |  | 0 | [17 empty] | 0 | 0 |  | Incremental |  |  | 0 | 0 |  |  |  |  | Enter Utility Rate
0 |  |  | 29 |  |  | Custom | [5 empty] | - | 0 | 0 | 0 | 0 |  |  |  |  | 0 |  | 0 | [17 empty] | 0 | 0 |  | Incremental |  |  | 0 | 0 |  |  |  |  | Enter Utility Rate
0 |  |  | 30 |  |  | Custom | [5 empty] | - | 0 | 0 | 0 | 0 |  |  |  |  | 0 |  | 0 | [17 empty] | 0 | 0 |  | Incremental |  |  | 0 | 0 |  |  |  |  | Enter Utility Rate
Custom Lighting Controls
0 |  |  | 1 |  |  | Custom | [5 empty] | 0 |  | 0 |  | 0 |  |  |  |  | 0 |  |  | 0 | [16 empty] | 0 | 0 |  | Total |  |  | 0 | 0 |  |  |  |  | Enter Utility Rate
0 |  |  | 2 |  |  | Custom | [5 empty] | 0 |  | 0 |  | 0 |  |  |  |  | 0 |  |  | 0 | [16 empty] | 0 | 0 |  | Total |  |  | 0 | 0 |  |  |  |  | Enter Utility Rate
0 |  |  | 3 |  |  | Custom | [5 empty] | 0 |  | 0 |  | 0 |  |  |  |  | 0 |  |  | 0 | [16 empty] | 0 | 0 |  | Total |  |  | 0 | 0 |  |  |  |  | Enter Utility Rate
0 |  |  | 4 |  |  | Custom | [5 empty] | 0 |  | 0 |  | 0 |  |  |  |  | 0 |  |  | 0 | [16 empty] | 0 | 0 |  | Total |  |  | 0 | 0 |  |  |  |  | Enter Utility Rate
0 |  |  | 5 |  |  | Custom | [5 empty] | 0 |  | 0 |  | 0 |  |  |  |  | 0 |  |  | 0 | [16 empty] | 0 | 0 |  | Total |  |  | 0 | 0 |  |  |  |  | Enter Utility Rate
0 |  |  | 6 |  |  | Custom | [5 empty] | 0 |  | 0 |  | 0 |  |  |  |  | 0 |  |  | 0 | [16 empty] | 0 | 0 |  | Total |  |  | 0 | 0 |  |  |  |  | Enter Utility Rate
0 |  |  | 7 |  |  | Custom | [5 empty] | 0 |  | 0 |  | 0 |  |  |  |  | 0 |  |  | 0 | [16 empty] | 0 | 0 |  | Total |  |  | 0 | 0 |  |  |  |  | Enter Utility Rate
0 |  |  | 8 |  |  | Custom | [5 empty] | 0 |  | 0 |  | 0 |  |  |  |  | 0 |  |  | 0 | [16 empty] | 0 | 0 |  | Total |  |  | 0 | 0 |  |  |  |  | Enter Utility Rate
0 |  |  | 9 |  |  | Custom | [5 empty] | 0 |  | 0 |  | 0 |  |  |  |  | 0 |  |  | 0 | [16 empty] | 0 | 0 |  | Total |  |  | 0 | 0 |  |  |  |  | Enter Utility Rate
0 |  |  | 10 |  |  | Custom | [5 empty] | 0 |  | 0 |  | 0 |  |  |  |  | 0 |  |  | 0 | [16 empty] | 0 | 0 |  | Total |  |  | 0 | 0 |  |  |  |  | Enter Utility Rate
0 |  |  | 0 |  |  | Custom | 0 | 0 | 0 | 0 | 0 | 0 |  | 0 |  | 0 |  | 0 | 0 | 0 | 0 |  |  | 0 |  | 0 | [11 empty] | 0 | 0 |  | 0 | 0 |  | Total | 0 |  | 0 | 0 |  | 0 | 0 | 0 | 0
0 |  |  | 0 |  |  | Custom | 0 | 0 | 0 | 0 | 0 | 0 |  | 0 |  | 0 |  | 0 | 0 | 0 | 0 |  |  | 0 |  | 0 | [11 empty] | 0 | 0 |  | 0 | 0 |  | Total | 0 |  | 0 | 0 |  | 0 | 0 | 0 | 0
0 |  |  | 0 |  |  | Custom | 0 | 0 | 0 | 0 | 0 | 0 |  | 0 |  | 0 |  | 0 | 0 | 0 | 0 |  |  | 0 |  | 0 | [11 empty] | 0 | 0 |  | 0 | 0 |  | Total | 0 |  | 0 | 0 |  | 0 | 0 | 0 | 0
0 |  |  | 0 |  |  | Custom | 0 | 0 | 0 | 0 | 0 | 0 |  | 0 |  | 0 |  | 0 | 0 | 0 | 0 |  |  | 0 |  | 0 | [11 empty] | 0 | 0 |  | 0 | 0 |  | Total | 0 |  | 0 | 0 |  | 0 | 0 | 0 | 0
0 |  |  | 0 |  |  | Custom | 0 | 0 | 0 | 0 | 0 | 0 |  | 0 |  | 0 |  | 0 | 0 | 0 | 0 |  |  | 0 |  | 0 | [11 empty] | 0 | 0 |  | 0 | 0 |  | Total | 0 |  | 0 | 0 |  | 0 | 0 | 0 | 0
Custom Refrigeration
0 |  |  | 1 |  |  | Custom | [7 empty] | 0 | 0 | 0 | [19 empty] | 0 |  |  |  |  | 0 | [9 empty] | 0 |  | Submit for Review
0 |  |  | 2 |  |  | Custom | [7 empty] | 0 | 0 | 0 | [19 empty] | 0 |  |  |  |  | 0 | [9 empty] | 0 |  | Submit for Review
0 |  |  | 3 |  |  | Custom | [7 empty] | 0 | 0 | 0 | [19 empty] | 0 |  |  |  |  | 0 | [9 empty] | 0 |  | Submit for Review
0 |  |  | 4 |  |  | Custom | [7 empty] | 0 | 0 | 0 | [19 empty] | 0 |  |  |  |  | 0 | [9 empty] | 0 |  | Submit for Review
0 |  |  | 5 |  |  | Custom | [7 empty] | 0 | 0 | 0 | [19 empty] | 0 |  |  |  |  | 0 | [9 empty] | 0 |  | Submit for Review
0 |  |  | 6 |  |  | Custom | [7 empty] | 0 | 0 | 0 | [19 empty] | 0 |  |  |  |  | 0 | [9 empty] | 0 |  | Submit for Review
0 |  |  | 7 |  |  | Custom | [7 empty] | 0 | 0 | 0 | [19 empty] | 0 |  |  |  |  | 0 | [9 empty] | 0 |  | Submit for Review
0 |  |  | 8 |  |  | Custom | [7 empty] | 0 | 0 | 0 | [19 empty] | 0 |  |  |  |  | 0 | [9 empty] | 0 |  | Submit for Review
0 |  |  | 9 |  |  | Custom | [7 empty] | 0 | 0 | 0 | [19 empty] | 0 |  |  |  |  | 0 | [9 empty] | 0 |  | Submit for Review
0 |  |  | 10 |  |  | Custom | [7 empty] | 0 | 0 | 0 | [19 empty] | 0 |  |  |  |  | 0 | [9 empty] | 0 |  | Submit for Review
0 |  |  | 0 |  |  | Custom | 0 | 0 | 0 | 0 | 0 |  |  | 0 | 0 | 0 |  | 0 | 0 | 0 | [5 empty] | 0 | [11 empty] | 0 | 0 |  | 0 | 0 |  | 0 | 0 |  | 0 | 0 |  | 0 | 0 | 0 | 0
0 |  |  | 0 |  |  | Custom | 0 | 0 | 0 | 0 | 0 |  |  | 0 | 0 | 0 |  | 0 | 0 | 0 | [5 empty] | 0 | [11 empty] | 0 | 0 |  | 0 | 0 |  | 0 | 0 |  | 0 | 0 |  | 0 | 0 | 0 | 0
0 |  |  | 0 |  |  | Custom | 0 | 0 | 0 | 0 | 0 |  |  | 0 | 0 | 0 |  | 0 | 0 | 0 | [5 empty] | 0 | [11 empty] | 0 | 0 |  | 0 | 0 |  | 0 | 0 |  | 0 | 0 |  | 0 | 0 | 0 | 0
0 |  |  | 0 |  |  | Custom | 0 | 0 | 0 | 0 | 0 |  |  | 0 | 0 | 0 |  | 0 | 0 | 0 | [5 empty] | 0 | [11 empty] | 0 | 0 |  | 0 | 0 |  | 0 | 0 |  | 0 | 0 |  | 0 | 0 | 0 | 0
0 |  |  | 0 |  |  | Custom | 0 | 0 | 0 | 0 | 0 |  |  | 0 | 0 | 0 |  | 0 | 0 | 0 | [5 empty] | 0 | [11 empty] | 0 | 0 |  | 0 | 0 |  | 0 | 0 |  | 0 | 0 |  | 0 | 0 | 0 | 0
Custom HVAC
0 |  |  | 1 |  |  | Custom | [7 empty] | 0 | 0 | 0 | [19 empty] | 0 |  |  |  |  | 0 | [9 empty] | 0 |  | Submit for Review
0 |  |  | 2 |  |  | Custom | [7 empty] | 0 | 0 | 0 | [19 empty] | 0 |  |  |  |  | 0 | [9 empty] | 0 |  | Submit for Review
0 |  |  | 3 |  |  | Custom | [7 empty] | 0 | 0 | 0 | [19 empty] | 0 |  |  |  |  | 0 | [9 empty] | 0 |  | Submit for Review
0 |  |  | 4 |  |  | Custom | [7 empty] | 0 | 0 | 0 | [19 empty] | 0 |  |  |  |  | 0 | [9 empty] | 0 |  | Submit for Review
0 |  |  | 5 |  |  | Custom | [7 empty] | 0 | 0 | 0 | [19 empty] | 0 |  |  |  |  | 0 | [9 empty] | 0 |  | Submit for Review
0 |  |  | 6 |  |  | Custom | [7 empty] | 0 | 0 | 0 | [19 empty] | 0 |  |  |  |  | 0 | [9 empty] | 0 |  | Submit for Review
0 |  |  | 7 |  |  | Custom | [7 empty] | 0 | 0 | 0 | [19 empty] | 0 |  |  |  |  | 0 | [9 empty] | 0 |  | Submit for Review
0 |  |  | 8 |  |  | Custom | [7 empty] | 0 | 0 | 0 | [19 empty] | 0 |  |  |  |  | 0 | [9 empty] | 0 |  | Submit for Review
0 |  |  | 9 |  |  | Custom | [7 empty] | 0 | 0 | 0 | [19 empty] | 0 |  |  |  |  | 0 | [9 empty] | 0 |  | Submit for Review
0 |  |  | 10 |  |  | Custom | [7 empty] | 0 | 0 | 0 | [19 empty] | 0 |  |  |  |  | 0 | [9 empty] | 0 |  | Submit for Review
0 |  |  | 0 |  |  | Custom | 0 | 0 | 0 | 0 | 0 |  |  | 0 | 0 | 0 |  | 0 | 0 | 0 | [5 empty] | 0 | [11 empty] | 0 | 0 |  | 0 | 0 |  | 0 | 0 |  | 0 | 0 |  | 0 | 0 | 0 | 0
0 |  |  | 0 |  |  | Custom | 0 | 0 | 0 | 0 | 0 |  |  | 0 | 0 | 0 |  | 0 | 0 | 0 | [5 empty] | 0 | [11 empty] | 0 | 0 |  | 0 | 0 |  | 0 | 0 |  | 0 | 0 |  | 0 | 0 | 0 | 0
0 |  |  | 0 |  |  | Custom | 0 | 0 | 0 | 0 | 0 |  |  | 0 | 0 | 0 |  | 0 | 0 | 0 | [5 empty] | 0 | [11 empty] | 0 | 0 |  | 0 | 0 |  | 0 | 0 |  | 0 | 0 |  | 0 | 0 | 0 | 0
0 |  |  | 0 |  |  | Custom | 0 | 0 | 0 | 0 | 0 |  |  | 0 | 0 | 0 |  | 0 | 0 | 0 | [5 empty] | 0 | [11 empty] | 0 | 0 |  | 0 | 0 |  | 0 | 0 |  | 0 | 0 |  | 0 | 0 | 0 | 0
0 |  |  | 0 |  |  | Custom | 0 | 0 | 0 | 0 | 0 |  |  | 0 | 0 | 0 |  | 0 | 0 | 0 | [5 empty] | 0 | [11 empty] | 0 | 0 |  | 0 | 0 |  | 0 | 0 |  | 0 | 0 |  | 0 | 0 | 0 | 0
Custom Compressed Air / Process
0 |  |  | 1 |  |  | Custom | [7 empty] | 0 | 0 | 0 | [19 empty] | 0 |  |  |  |  | 0 | [9 empty] | 0 |  | Submit for Review
0 |  |  | 2 |  |  | Custom | [7 empty] | 0 | 0 | 0 | [19 empty] | 0 |  |  |  |  | 0 | [9 empty] | 0 |  | Submit for Review
0 |  |  | 3 |  |  | Custom | [7 empty] | 0 | 0 | 0 | [19 empty] | 0 |  |  |  |  | 0 | [9 empty] | 0 |  | Submit for Review
0 |  |  | 4 |  |  | Custom | [7 empty] | 0 | 0 | 0 | [19 empty] | 0 |  |  |  |  | 0 | [9 empty] | 0 |  | Submit for Review
0 |  |  | 5 |  |  | Custom | [7 empty] | 0 | 0 | 0 | [19 empty] | 0 |  |  |  |  | 0 | [9 empty] | 0 |  | Submit for Review
0 |  |  | 6 |  |  | Custom | [7 empty] | 0 | 0 | 0 | [19 empty] | 0 |  |  |  |  | 0 | [9 empty] | 0 |  | Submit for Review
0 |  |  | 7 |  |  | Custom | [7 empty] | 0 | 0 | 0 | [19 empty] | 0 |  |  |  |  | 0 | [9 empty] | 0 |  | Submit for Review
0 |  |  | 8 |  |  | Custom | [7 empty] | 0 | 0 | 0 | [19 empty] | 0 |  |  |  |  | 0 | [9 empty] | 0 |  | Submit for Review
0 |  |  | 9 |  |  | Custom | [7 empty] | 0 | 0 | 0 | [19 empty] | 0 |  |  |  |  | 0 | [9 empty] | 0 |  | Submit for Review
0 |  |  | 10 |  |  | Custom | [7 empty] | 0 | 0 | 0 | [19 empty] | 0 |  |  |  |  | 0 | [9 empty] | 0 |  | Submit for Review
0 |  |  | 0 |  |  | Custom | 0 | 0 | 0 | 0 | 0 |  |  | 0 | 0 | 0 |  | 0 | 0 | 0 | [5 empty] | 0 | [11 empty] | 0 | 0 |  | 0 | 0 |  | 0 | 0 |  | 0 | 0 |  | 0 | 0 | 0 | 0
0 |  |  | 0 |  |  | Custom | 0 | 0 | 0 | 0 | 0 |  |  | 0 | 0 | 0 |  | 0 | 0 | 0 | [5 empty] | 0 | [11 empty] | 0 | 0 |  | 0 | 0 |  | 0 | 0 |  | 0 | 0 |  | 0 | 0 | 0 | 0
0 |  |  | 0 |  |  | Custom | 0 | 0 | 0 | 0 | 0 |  |  | 0 | 0 | 0 |  | 0 | 0 | 0 | [5 empty] | 0 | [11 empty] | 0 | 0 |  | 0 | 0 |  | 0 | 0 |  | 0 | 0 |  | 0 | 0 | 0 | 0
0 |  |  | 0 |  |  | Custom | 0 | 0 | 0 | 0 | 0 |  |  | 0 | 0 | 0 |  | 0 | 0 | 0 | [5 empty] | 0 | [11 empty] | 0 | 0 |  | 0 | 0 |  | 0 | 0 |  | 0 | 0 |  | 0 | 0 | 0 | 0
0 |  |  | 0 |  |  | Custom | 0 | 0 | 0 | 0 | 0 |  |  | 0 | 0 | 0 |  | 0 | 0 | 0 | [5 empty] | 0 | [11 empty] | 0 | 0 |  | 0 | 0 |  | 0 | 0 |  | 0 | 0 |  | 0 | 0 | 0 | 0
Custom Water Heating / Food Services
0 |  |  | 1 |  |  | Custom | [7 empty] | 0 | 0 | 0 | [19 empty] | 0 |  |  |  |  | 0 | [9 empty] | 0 |  | Submit for Review
0 |  |  | 2 |  |  | Custom | [7 empty] | 0 | 0 | 0 | [19 empty] | 0 |  |  |  |  | 0 | [9 empty] | 0 |  | Submit for Review
0 |  |  | 3 |  |  | Custom | [7 empty] | 0 | 0 | 0 | [19 empty] | 0 |  |  |  |  | 0 | [9 empty] | 0 |  | Submit for Review
0 |  |  | 4 |  |  | Custom | [7 empty] | 0 | 0 | 0 | [19 empty] | 0 |  |  |  |  | 0 | [9 empty] | 0 |  | Submit for Review
0 |  |  | 5 |  |  | Custom | [7 empty] | 0 | 0 | 0 | [19 empty] | 0 |  |  |  |  | 0 | [9 empty] | 0 |  | Submit for Review
0 |  |  | 6 |  |  | Custom | [7 empty] | 0 | 0 | 0 | [19 empty] | 0 |  |  |  |  | 0 | [9 empty] | 0 |  | Submit for Review
0 |  |  | 7 |  |  | Custom | [7 empty] | 0 | 0 | 0 | [19 empty] | 0 |  |  |  |  | 0 | [9 empty] | 0 |  | Submit for Review
0 |  |  | 8 |  |  | Custom | [7 empty] | 0 | 0 | 0 | [19 empty] | 0 |  |  |  |  | 0 | [9 empty] | 0 |  | Submit for Review
0 |  |  | 9 |  |  | Custom | [7 empty] | 0 | 0 | 0 | [19 empty] | 0 |  |  |  |  | 0 | [9 empty] | 0 |  | Submit for Review
0 |  |  | 10 |  |  | Custom | [7 empty] | 0 | 0 | 0 | [19 empty] | 0 |  |  |  |  | 0 | [9 empty] | 0 |  | Submit for Review
0 |  |  | 0 |  |  | Custom | 0 | 0 | 0 | 0 | 0 |  |  | 0 | 0 | 0 |  | 0 | 0 | 0 | [5 empty] | 0 | [11 empty] | 0 | 0 |  | 0 | 0 |  | 0 | 0 |  | 0 | 0 |  | 0 | 0 | 0 | 0
0 |  |  | 0 |  |  | Custom | 0 | 0 | 0 | 0 | 0 |  |  | 0 | 0 | 0 |  | 0 | 0 | 0 | [5 empty] | 0 | [11 empty] | 0 | 0 |  | 0 | 0 |  | 0 | 0 |  | 0 | 0 |  | 0 | 0 | 0 | 0
0 |  |  | 0 |  |  | Custom | 0 | 0 | 0 | 0 | 0 |  |  | 0 | 0 | 0 |  | 0 | 0 | 0 | [5 empty] | 0 | [11 empty] | 0 | 0 |  | 0 | 0 |  | 0 | 0 |  | 0 | 0 |  | 0 | 0 | 0 | 0
0 |  |  | 0 |  |  | Custom | 0 | 0 | 0 | 0 | 0 |  |  | 0 | 0 | 0 |  | 0 | 0 | 0 | [5 empty] | 0 | [11 empty] | 0 | 0 |  | 0 | 0 |  | 0 | 0 |  | 0 | 0 |  | 0 | 0 | 0 | 0
0 |  |  | 0 |  |  | Custom | 0 | 0 | 0 | 0 | 0 |  |  | 0 | 0 | 0 |  | 0 | 0 | 0 | [5 empty] | 0 | [11 empty] | 0 | 0 |  | 0 | 0 |  | 0 | 0 |  | 0 | 0 |  | 0 | 0 | 0 | 0
Custom Motors and Drives
0 |  |  | 1 |  |  | Custom | [7 empty] | 0 | 0 | 0 | [19 empty] | 0 |  |  |  |  | 0 | [9 empty] | 0 |  | Submit for Review
0 |  |  | 2 |  |  | Custom | [7 empty] | 0 | 0 | 0 | [19 empty] | 0 |  |  |  |  | 0 | [9 empty] | 0 |  | Submit for Review
0 |  |  | 3 |  |  | Custom | [7 empty] | 0 | 0 | 0 | [19 empty] | 0 |  |  |  |  | 0 | [9 empty] | 0 |  | Submit for Review
0 |  |  | 4 |  |  | Custom | [7 empty] | 0 | 0 | 0 | [19 empty] | 0 |  |  |  |  | 0 | [9 empty] | 0 |  | Submit for Review
0 |  |  | 5 |  |  | Custom | [7 empty] | 0 | 0 | 0 | [19 empty] | 0 |  |  |  |  | 0 | [9 empty] | 0 |  | Submit for Review
0 |  |  | 6 |  |  | Custom | [7 empty] | 0 | 0 | 0 | [19 empty] | 0 |  |  |  |  | 0 | [9 empty] | 0 |  | Submit for Review
0 |  |  | 7 |  |  | Custom | [7 empty] | 0 | 0 | 0 | [19 empty] | 0 |  |  |  |  | 0 | [9 empty] | 0 |  | Submit for Review
0 |  |  | 8 |  |  | Custom | [7 empty] | 0 | 0 | 0 | [19 empty] | 0 |  |  |  |  | 0 | [9 empty] | 0 |  | Submit for Review
0 |  |  | 9 |  |  | Custom | [7 empty] | 0 | 0 | 0 | [19 empty] | 0 |  |  |  |  | 0 | [9 empty] | 0 |  | Submit for Review
0 |  |  | 10 |  |  | Custom | [7 empty] | 0 | 0 | 0 | [19 empty] | 0 |  |  |  |  | 0 | [9 empty] | 0 |  | Submit for Review
0 |  |  | 0 |  |  | Custom | 0 | 0 | 0 | 0 | 0 |  |  | 0 | 0 | 0 |  | 0 | 0 | 0 | [5 empty] | 0 | [11 empty] | 0 | 0 |  | 0 | 0 |  | 0 | 0 |  | 0 | 0 |  | 0 | 0 | 0 | 0
0 |  |  | 0 |  |  | Custom | 0 | 0 | 0 | 0 | 0 |  |  | 0 | 0 | 0 |  | 0 | 0 | 0 | [5 empty] | 0 | [11 empty] | 0 | 0 |  | 0 | 0 |  | 0 | 0 |  | 0 | 0 |  | 0 | 0 | 0 | 0
0 |  |  | 0 |  |  | Custom | 0 | 0 | 0 | 0 | 0 |  |  | 0 | 0 | 0 |  | 0 | 0 | 0 | [5 empty] | 0 | [11 empty] | 0 | 0 |  | 0 | 0 |  | 0 | 0 |  | 0 | 0 |  | 0 | 0 | 0 | 0
0 |  |  | 0 |  |  | Custom | 0 | 0 | 0 | 0 | 0 |  |  | 0 | 0 | 0 |  | 0 | 0 | 0 | [5 empty] | 0 | [11 empty] | 0 | 0 |  | 0 | 0 |  | 0 | 0 |  | 0 | 0 |  | 0 | 0 | 0 | 0
0 |  |  | 0 |  |  | Custom | 0 | 0 | 0 | 0 | 0 |  |  | 0 | 0 | 0 |  | 0 | 0 | 0 | [5 empty] | 0 | [11 empty] | 0 | 0 |  | 0 | 0 |  | 0 | 0 |  | 0 | 0 |  | 0 | 0 | 0 | 0
Custom Miscellaneous
0 |  |  | 1 |  |  | Custom | [7 empty] | 0 | 0 | 0 | [19 empty] | 0 |  |  |  |  | 0 | [9 empty] | 0 |  | Submit for Review
0 |  |  | 2 |  |  | Custom | [7 empty] | 0 | 0 | 0 | [19 empty] | 0 |  |  |  |  | 0 | [9 empty] | 0 |  | Submit for Review
0 |  |  | 3 |  |  | Custom | [7 empty] | 0 | 0 | 0 | [19 empty] | 0 |  |  |  |  | 0 | [9 empty] | 0 |  | Submit for Review
0 |  |  | 4 |  |  | Custom | [7 empty] | 0 | 0 | 0 | [19 empty] | 0 |  |  |  |  | 0 | [9 empty] | 0 |  | Submit for Review
0 |  |  | 1 |  |  | Custom | [7 empty] | 0 | 0 | 0 | [24 empty] | 0 | 0 |  | 0 | [7 empty] | 0 | Submit for Review
0 |  |  | 1 |  |  | Custom | [7 empty] | 0 | 0 | 0 |  |  | 0 | 0 | [15 empty] | 0 |  |  |  |  | 0 | [5 empty] | 0 | 0 |  |  | 0 |  | Submit for Review
Custom Lite Lighting
0 |  |  | 1 |  |  | Custom Lite | [5 empty] | 0 |  | 0 | 0 | 0 | 0 |  |  |  | 0 | [6 empty] | 0 | 0 |  | Incremental
0 |  |  | 2 |  |  | Custom Lite | [5 empty] | 0 |  | 0 | 0 | 0 | 0 |  |  |  | 0 | [6 empty] | 0 | 0 |  | Incremental
0 |  |  | 3 |  |  | Custom Lite | [5 empty] | 0 |  | 0 | 0 | 0 | 0 |  |  |  | 0 | [6 empty] | 0 | 0 |  | Incremental
0 |  |  | 4 |  |  | Custom Lite | [5 empty] | 0 |  | 0 | 0 | 0 | 0 |  |  |  | 0 | [6 empty] | 0 | 0 |  | Incremental
0 |  |  | 5 |  |  | Custom Lite | [5 empty] | 0 |  | 0 | 0 | 0 | 0 |  |  |  | 0 | [6 empty] | 0 | 0 |  | Incremental
0 |  |  | 6 |  |  | Custom Lite | [5 empty] | 0 |  | 0 | 0 | 0 | 0 |  |  |  | 0 | [6 empty] | 0 | 0 |  | Incremental
0 |  |  | 7 |  |  | Custom Lite | [5 empty] | 0 |  | 0 | 0 | 0 | 0 |  |  |  | 0 | [6 empty] | 0 | 0 |  | Incremental
0 |  |  | 8 |  |  | Custom Lite | [5 empty] | 0 |  | 0 | 0 | 0 | 0 |  |  |  | 0 | [6 empty] | 0 | 0 |  | Incremental
0 |  |  | 9 |  |  | Custom Lite | [5 empty] | 0 |  | 0 | 0 | 0 | 0 |  |  |  | 0 | [6 empty] | 0 | 0 |  | Incremental
0 |  |  | 10 |  |  | Custom Lite | [5 empty] | 0 |  | 0 | 0 | 0 | 0 |  |  |  | 0 | [6 empty] | 0 | 0 |  | Incremental
0 |  |  | 11 |  |  | Custom Lite | [5 empty] | 0 |  | 0 | 0 | 0 | 0 |  |  |  | 0 | [6 empty] | 0 | 0 |  | Incremental
0 |  |  | 12 |  |  | Custom Lite | [5 empty] | 0 |  | 0 | 0 | 0 | 0 |  |  |  | 0 | [6 empty] | 0 | 0 |  | Incremental
0 |  |  | 13 |  |  | Custom Lite | [5 empty] | 0 |  | 0 | 0 | 0 | 0 |  |  |  | 0 | [6 empty] | 0 | 0 |  | Incremental
0 |  |  | 14 |  |  | Custom Lite | [5 empty] | 0 |  | 0 | 0 | 0 | 0 |  |  |  | 0 | [6 empty] | 0 | 0 |  | Incremental
0 |  |  | 15 |  |  | Custom Lite | [5 empty] | 0 |  | 0 | 0 | 0 | 0 |  |  |  | 0 | [6 empty] | 0 | 0 |  | Incremental
0 |  |  | 16 |  |  | Custom Lite | [5 empty] | 0 |  | 0 | 0 | 0 | 0 |  |  |  | 0 | [6 empty] | 0 | 0 |  | Incremental
0 |  |  | 17 |  |  | Custom Lite | [5 empty] | 0 |  | 0 | 0 | 0 | 0 |  |  |  | 0 | [6 empty] | 0 | 0 |  | Incremental
0 |  |  | 18 |  |  | Custom Lite | [5 empty] | 0 |  | 0 | 0 | 0 | 0 |  |  |  | 0 | [6 empty] | 0 | 0 |  | Incremental
0 |  |  | 19 |  |  | Custom Lite | [5 empty] | 0 |  | 0 | 0 | 0 | 0 |  |  |  | 0 | [6 empty] | 0 | 0 |  | Incremental
0 |  |  | 20 |  |  | Custom Lite | [5 empty] | 0 |  | 0 | 0 | 0 | 0 |  |  |  | 0 | [6 empty] | 0 | 0 |  | Incremental
0 |  |  | 21 |  |  | Custom Lite | [5 empty] | 0 |  | 0 | 0 | 0 | 0 |  |  |  | 0 | [6 empty] | 0 | 0 |  | Incremental
0 |  |  | 22 |  |  | Custom Lite | [5 empty] | 0 |  | 0 | 0 | 0 | 0 |  |  |  | 0 | [6 empty] | 0 | 0 |  | Incremental
0 |  |  | 23 |  |  | Custom Lite | [5 empty] | 0 |  | 0 | 0 | 0 | 0 |  |  |  | 0 | [6 empty] | 0 | 0 |  | Incremental
0 |  |  | 24 |  |  | Custom Lite | [5 empty] | 0 |  | 0 | 0 | 0 | 0 |  |  |  | 0 | [6 empty] | 0 | 0 |  | Incremental
0 |  |  | 25 |  |  | Custom Lite | [5 empty] | 0 |  | 0 | 0 | 0 | 0 |  |  |  | 0 | [6 empty] | 0 | 0 |  | Incremental
0 |  |  | 26 |  |  | Custom Lite | [5 empty] | 0 |  | 0 | 0 | 0 | 0 |  |  |  | 0 | [6 empty] | 0 | 0 |  | Incremental
0 |  |  | 27 |  |  | Custom Lite | [5 empty] | 0 |  | 0 | 0 | 0 | 0 |  |  |  | 0 | [6 empty] | 0 | 0 |  | Incremental
0 |  |  | 28 |  |  | Custom Lite | [5 empty] | 0 |  | 0 | 0 | 0 | 0 |  |  |  | 0 | [6 empty] | 0 | 0 |  | Incremental
0 |  |  | 29 |  |  | Custom Lite | [5 empty] | 0 |  | 0 | 0 | 0 | 0 |  |  |  | 0 | [6 empty] | 0 | 0 |  | Incremental
0 |  |  | 30 |  |  | Custom Lite | [5 empty] | 0 |  | 0 | 0 | 0 | 0 |  |  |  | 0 | [6 empty] | 0 | 0 |  | Incremental
Custom Lite HVAC | [14 empty] | PLC, FLC, PLH, FLH | PLC, FLC, PLH, FLH, Tons-Heat
0 |  |  | 1 |  |  | Custom Lite | [7 empty] | 0 | ; ; ; | ; ; ; ; | [11 empty] | 0 | 0 |  | Incremental
0 |  |  | 2 |  |  | Custom Lite | [7 empty] | 0 | ; ; ; | ; ; ; ; | [11 empty] | 0 | 0 |  | Incremental
0 |  |  | 3 |  |  | Custom Lite | [7 empty] | 0 | ; ; ; | ; ; ; ; | [11 empty] | 0 | 0 |  | Incremental
0 |  |  | 4 |  |  | Custom Lite | [7 empty] | 0 | ; ; ; | ; ; ; ; | [11 empty] | 0 | 0 |  | Incremental
0 |  |  | 5 |  |  | Custom Lite | [7 empty] | 0 | ; ; ; | ; ; ; ; | [11 empty] | 0 | 0 |  | Incremental
0 |  |  | 6 |  |  | Custom Lite | [7 empty] | 0 | ; ; ; | ; ; ; ; | [11 empty] | 0 | 0 |  | Incremental
0 |  |  | 7 |  |  | Custom Lite | [7 empty] | 0 | ; ; ; | ; ; ; ; | [11 empty] | 0 | 0 |  | Incremental
0 |  |  | 8 |  |  | Custom Lite | [7 empty] | 0 | ; ; ; | ; ; ; ; | [11 empty] | 0 | 0 |  | Incremental
0 |  |  | 9 |  |  | Custom Lite | [7 empty] | 0 | ; ; ; | ; ; ; ; | [11 empty] | 0 | 0 |  | Incremental
0 |  |  | 10 |  |  | Custom Lite | [7 empty] | 0 | ; ; ; | ; ; ; ; | [11 empty] | 0 | 0 |  | Incremental
0 |  |  | 11 |  |  | Custom Lite | [7 empty] | 0 | ; ; ; | ; ; ; ; | [11 empty] | 0 | 0 |  | Incremental
0 |  |  | 12 |  |  | Custom Lite | [7 empty] | 0 | ; ; ; | ; ; ; ; | [11 empty] | 0 | 0 |  | Incremental
0 |  |  | 13 |  |  | Custom Lite | [7 empty] | 0 | ; ; ; | ; ; ; ; | [11 empty] | 0 | 0 |  | Incremental
0 |  |  | 14 |  |  | Custom Lite | [7 empty] | 0 | ; ; ; | ; ; ; ; | [11 empty] | 0 | 0 |  | Incremental
0 |  |  | 15 |  |  | Custom Lite | [7 empty] | 0 | ; ; ; | ; ; ; ; | [11 empty] | 0 | 0 |  | Incremental
0 |  |  | 16 |  |  | Custom Lite | [7 empty] | 0 | ; ; ; | ; ; ; ; | [11 empty] | 0 | 0 |  | Incremental
0 |  |  | 17 |  |  | Custom Lite | [7 empty] | 0 | ; ; ; | ; ; ; ; | [11 empty] | 0 | 0 |  | Incremental
0 |  |  | 18 |  |  | Custom Lite | [7 empty] | 0 | ; ; ; | ; ; ; ; | [11 empty] | 0 | 0 |  | Incremental
0 |  |  | 19 |  |  | Custom Lite | [7 empty] | 0 | ; ; ; | ; ; ; ; | [11 empty] | 0 | 0 |  | Incremental
0 |  |  | 20 |  |  | Custom Lite | [7 empty] | 0 | ; ; ; | ; ; ; ; | [11 empty] | 0 | 0 |  | Incremental
0 |  |  | 21 |  |  | Custom Lite | [7 empty] | 0 | ; ; ; | ; ; ; ; | [11 empty] | 0 | 0 |  | Incremental
0 |  |  | 22 |  |  | Custom Lite | [7 empty] | 0 | ; ; ; | ; ; ; ; | [11 empty] | 0 | 0 |  | Incremental
0 |  |  | 23 |  |  | Custom Lite | [7 empty] | 0 | ; ; ; | ; ; ; ; | [11 empty] | 0 | 0 |  | Incremental
0 |  |  | 24 |  |  | Custom Lite | [7 empty] | 0 | ; ; ; | ; ; ; ; | [11 empty] | 0 | 0 |  | Incremental
0 |  |  | 25 |  |  | Custom Lite | [7 empty] | 0 | ; ; ; | ; ; ; ; | [11 empty] | 0 | 0 |  | Incremental
0 |  |  | 26 |  |  | Custom Lite | [7 empty] | 0 | ; ; ; | ; ; ; ; | [11 empty] | 0 | 0 |  | Incremental
0 |  |  | 27 |  |  | Custom Lite | [7 empty] | 0 | ; ; ; | ; ; ; ; | [11 empty] | 0 | 0 |  | Incremental
0 |  |  | 28 |  |  | Custom Lite | [7 empty] | 0 | ; ; ; | ; ; ; ; | [11 empty] | 0 | 0 |  | Incremental
0 |  |  | 29 |  |  | Custom Lite | [7 empty] | 0 | ; ; ; | ; ; ; ; | [11 empty] | 0 | 0 |  | Incremental
0 |  |  | 30 |  |  | Custom Lite | [7 empty] | 0 | ; ; ; | ; ; ; ; | [11 empty] | 0 | 0 |  | Incremental
0 |  |  | 31 |  |  | Custom Lite | [7 empty] | 0 | ; ; ; | ; ; ; ; | [11 empty] | 0 | 0 |  | Incremental
0 |  |  | 32 |  |  | Custom Lite | [7 empty] | 0 | ; ; ; | ; ; ; ; | [11 empty] | 0 | 0 |  | Incremental
0 |  |  | 33 |  |  | Custom Lite | [7 empty] | 0 | ; ; ; | ; ; ; ; | [11 empty] | 0 | 0 |  | Incremental
0 |  |  | 34 |  |  | Custom Lite | [7 empty] | 0 | ; ; ; | ; ; ; ; | [11 empty] | 0 | 0 |  | Incremental
0 |  |  | 35 |  |  | Custom Lite | [7 empty] | 0 | ; ; ; | ; ; ; ; | [11 empty] | 0 | 0 |  | Incremental

## M01-S01
| Welcome |  |  | Instructions |  | Business Energy Savings | [9 empty] | ( Contact
Standard & Custom Incentive Application
Continue to Instructions
Your savings start here.
Evergy offers a wide range of incentives designed o help our Kansas Business customers achieve energy savings by reducing the upfront cost of installations. Not only do you save money by receiving an incentive, you save every day after by reducing the amount of energy your company uses. This application will help you navigate the available incentives and calculate the approximate amount you can expect to receive for completing energy efficiency upgrades.
|  | Standard Incentives | [5 empty] | Custom Incentives |  |  |  |  | Custom Lite Incentives
|  | Evergy Standard Incentives are for energy-efficient equipment upgrades on a one-for-one basis, making it quick and easy to save big. | [5 empty] | Evergy Custom Incentives are paid based on the amount of your project's energy savings. Pre-approval is required, so apply prior to purchasing or installing any measures. |  |  |  |  | Evergy Custom Lite Incentives have nominal incentive rates like Standard. You also get estimated savings with calculations built-in to this application - No need to submit stand-alone calculations like with Custom.
|  | Read more about Standard Incentives | [5 empty] | Read more about Custom Incentives |  |  |  |  | Read more about Custom Lite Incentives
|  | Browse the Standard Incentives list | [5 empty] | Browse the Custom Incentives list |  |  |  |  | Browse the Custom Lite Incentives list
Please Note: Standard Incentive projects must be submitted within 90 days of installation. Pre-approval is required for any incentive greater than $15,000.00.
Additional Resources on the Web
|  |  | Additional Ways to Save |  | Manage Your Account |  | Terms & Conditions |  | Trade Ally Resources | ENERGY STAR for Small Businesses |  | PACE Financing |  | CEE Qualifying Products List | DLC Qualified Products List
|  | Application Expiration Date: |  |  |  | 2024-12-31
Evergy Business Energy Savings Program
(844)687-0229
evergy.energyefficiency@trccompanies.com | [10 empty] | v1.1.4 | [5 empty] | This is a TRC tool
Program
Kansas

## M01-S02
| Welcome | Instructions | Business Energy Savings |  |  | ( Contact
Only the Microsoft Excel desktop program should be used to open and modify this application.
Evergy Business Energy Savings Program
(844)687-0229
evergy.energyefficiency@trccompanies.com |  |  |  | v1.1.4 |  |  | This is a TRC tool
I acknowledge the above statement.
START
Read to continue.
Program
Kansas

## M01-S03
|  | Welcome | Instructions | Business Energy Savings |  |  |  |  | ( Contact
Contact
Questions?
[7 empty] | Website: | evergy.com/mybusiness
[5 empty] | Learn more online or contact a program representative today! |  | Phone: | (844)687-0229
[7 empty] | Email: | evergy.energyefficiency@trccompanies.com
Evergy Business Energy Savings Program
(844)687-0229
| evergy.energyefficiency@trccompanies.com |  |  |  |  | EE v1.1.4 |  |  |  | This is a TRC tool
Program
Kansas

## M02-S01
|  | Welcome |  | Instructions | Business Energy Savings |  |  |  |  | ( Contact
0
0%
Incentive | [8 empty] | Progress
Enter Measures
Terms & Conditions
1) Download and read through the Program terms and conditions using the link below. 2) Sign at the bottom of the page to indicate you understand and agree to the terms and conditions. Download Program Terms and Conditions
AUTHORIZATION FOR RELEASE OF CUSTOMER ACCOUNT INFORMATION
I authorize Evergy to access energy usage data for the specified accounts at the physical site address of the project listed above and release to the Trade Ally listed on this application. I agree that Evergy may include my name, city or county of business, Program services/incentives and resulting energy-savings in reports or other documentation submitted to Evergy and relevant agencies administering energy programs. Evergy will treat all other information gathered through the Program as confidential.
AGREEMENT
I understand and agree to comply with the Terms and Conditions of the Evergy Energy Efficiency Program and that all energy efficiency measures identified in this application comply with program rules.
|  |  | Electronic Signature (Account Owner or Authorized Representative)* |  |  |  | Signatory Title* | Date Signed*
We encourage electronic submission. A typewritten signature is acceptable and will have the same effect as a pen signature.
Evergy Business Energy Savings Program
(844)687-0229
| evergy.energyefficiency@trccompanies.com |  |  |  |  | v1.1.4 |  |  |  |  | This is a TRC tool
Project Review
Payment
Equipment Input
Building Information
Customer Information
Trade Ally / Contractor Information
Terms & Conditions
Program
Kansas

## M02-S02
|  | Welcome |  | Instructions |  | Business Energy Savings | [6 empty] | ( Contact
0
0%
Incentive | [11 empty] | Progress
Enter Measures
Trade Ally / Contractor Information
Please fill out the Trade Ally / contractor information below.
Is there a Trade Ally (TA) or contractor involved with this project?*
Who will install/installed the equipment for this project?*
|  |  | TA / Contractor Company* |  |  |  | Mailing Address* | City* |  | State* | Zip Code*
|  |  | Contact First Name* |  |  |  | Last Name* | Title* |  | Primary Phone* | Email*
Secondary Contact (Optional)
|  |  | Contact First Name |  |  |  | Last Name | Title |  | Primary Phone | Email
Evergy Business Energy Savings Program
(844)687-0229
| evergy.energyefficiency@trccompanies.com | [7 empty] | v1.1.4 |  |  |  |  | This is a TRC tool
Project Review
Payment
Equipment Input
Building Information
Customer Information
Trade Ally / Contractor Information
Terms & Conditions
Program
Kansas

## M02-S03
|  | Welcome |  | Instructions |  | Business Energy Savings | [6 empty] | ( Contact
0
0%
Incentive | [11 empty] | Progress
Enter Measures
Customer Information
Please fill out the company information below. For the purposes of this application "Company" is the headquarters or primary office that is responsible for a given building/site where the project is being implemented.
|  |  | Legal Company Name* |  |  |  | Company Address* | City* |  | State* | Zip Code*
|  |  | Contact First Name* |  |  |  | Last Name* | Title* |  | Primary Phone* | Email*
Does the Company hold 501(c)(3) status?
Does the Company serve 65% low-income individuals and families?
Is the Company responsible for the energy bill payments?
Evergy Business Energy Savings Program
(844)687-0229
| evergy.energyefficiency@trccompanies.com | [7 empty] | v1.1.4 |  |  |  |  | This is a TRC tool
Project Review
Payment
Equipment Input
Building Information
Customer Information
Trade Ally / Contractor Information
Terms & Conditions
Program
Kansas

## M02-S04
|  | Welcome |  | Instructions |  |  | Business Energy Savings | [10 empty] | ( Contact
0
0%
Incentive | [16 empty] | Progress
Enter Measures
Building Information
Please fill out the building/site information below. If there is not a higher business entity than the site where the project is being performed, then "Site" address and the customer "Company" address are the same.
Is the Site address the same as the Company address?
[5 empty] | Account Number 1* |  |  |  |  | Account Number 2 |  |  | Utility Rate Code* |  | Utility Electric Rate* ($/kWh) |  |  |  |  | Project Type
Please enter the Utility Rate Code and check again.
|  |  | Site Name* |  |  |  |  | Site Address* |  |  |  | City* |  | State |  | Zip Code*
KS
The Site Contact is: *
|  |  | Contact First Name* |  |  |  |  | Last Name* |  |  |  | Title* |  | Primary Phone* |  | Email*
Additional Information
[5 empty] | Project Name / ID* |  |  |  |  | Evergy Contact* |  |  | How did you hear about the Program?*
[5 empty] | Building Type* |  |  |  |  | Annual Operating Hours* |  |  | Square Footage* |  | Space Conditioning Type*
Project Description*
Evergy Business Energy Savings Program
(844)687-0229
| evergy.energyefficiency@trccompanies.com | [11 empty] | v1.1.4 | [5 empty] | This is a TRC tool
Project Review
Payment
Equipment Input
Building Information
Customer Information
Trade Ally / Contractor Information
Terms & Conditions
Program
Kansas

## M03-S01
|  | Welcome |  | Instructions |  | Business Energy Savings | [6 empty] | ( Contact
0
0%
Incentive | [11 empty] | Progress
Enter Measures
Measure Type
Select the appropriate measure type below to apply for incentives.
|  |  | Standard |  |  |  |  | Custom lite |  | Custom
|  |  | Deemed incentive and savings per unit installed. No Pre-Approval if total project incentive is less than $15,000.00 |  |  |  |  | Simplified Custom measures with nominal incentives that don't require unique calculations. Pre-Approval may be required. |  | Unique measures with calculated savings and incentives per kWh saved. Pre-Approval is required.
[5 empty] | Simplicity | [5 empty] | Opportunity
Evergy Business Energy Savings Program
(844)687-0229
| evergy.energyefficiency@trccompanies.com | [7 empty] | v1.1.4 |  |  |  |  | This is a TRC tool
Project Review
Payment
Equipment Input
Building Information
Customer Information
Trade Ally / Contractor Information
Terms & Conditions
Program
Kansas

## M03-S01A
|  | Welcome |  | Instructions | Business Energy Savings | [6 empty] | ( Contact
0
0%
Incentive | [10 empty] | Progress
Enter Measures
Standard Categories
Select the appropriate equipment category below to apply for incentives.
|  |  | Lighting |  |  |  | Lighting Controls |  | Refrigeration | HVAC
|  |  | Motors and Drives |  |  |  | Compressed Air / Process |  | Water Heating / Food Services
Evergy Business Energy Savings Program
(844)687-0229
| evergy.energyefficiency@trccompanies.com | [6 empty] | v1.1.4 |  |  |  |  | This is a TRC tool
Project Review
Payment
Equipment Input
Building Information
Customer Information
Trade Ally / Contractor Information
Terms & Conditions
Program
Kansas

## M03-S01B
|  | Welcome |  | Instructions | Business Energy Savings | [6 empty] | ( Contact
0
0%
Incentive | [10 empty] | Progress
Enter Measures
Custom Lite Categories
Select the appropriate equipment category below to apply for incentives.
|  |  | Lighting Controls |  |  |  | Lighting |  | HVAC | Refrigeration
|  |  | Motors and Drives |  |  |  | Compressed Air / Process |  | Water Heating / Food Services | Miscellaneous
Evergy Business Energy Savings Program
(844)687-0229
| evergy.energyefficiency@trccompanies.com | [6 empty] | v1.1.4 |  |  |  |  | This is a TRC tool
Project Review
Payment
Equipment Input
Building Information
Customer Information
Trade Ally / Contractor Information
Terms & Conditions
Program
Kansas

## M03-S01C
|  | Welcome |  | Instructions | Business Energy Savings | [6 empty] | ( Contact
0
0%
Incentive | [10 empty] | Progress
Enter Measures
Custom Categories
Select the appropriate equipment category below to apply for incentives.
|  |  | Lighting |  |  |  | Lighting Controls |  | Refrigeration | HVAC
|  |  | Motors and Drives |  |  |  | Compressed Air / Process |  | Water Heating / Food Services | Miscellaneous
Evergy Business Energy Savings Program
(844)687-0229
| evergy.energyefficiency@trccompanies.com | [6 empty] | v1.1.4 |  |  |  |  | This is a TRC tool
Project Review
Payment
Equipment Input
Building Information
Customer Information
Trade Ally / Contractor Information
Terms & Conditions
Program
Kansas

## M03-S02
|  |  | Welcome |  | Instructions |  | Business Energy Savings | [19 empty] | ( Contact
0
[26 empty] | 0% |  |  |  |  | CB | Payback
[30 empty] | Standard | NA | NA
Incentive | [25 empty] | Progress |  |  |  | Custom | NA | NA
[26 empty] | Enter Measures |  |  |  | Project | NA | NA
[5 empty] | Lighting |  | Lighting Controls |  | Refrigeration |  | HVAC |  |  | Motors and Drives |  |  | Compressed Air / Process |  | Water Heating / Food Services |  |  | Miscellaneous
[10 empty] | 0 |  | 0 |  |  | 0
[10 empty] | Section Incentive |  | Section Cost |  |  | Section Savings | [14 empty] | New | New | [10 empty] | Updated | Updated | New | New |  |  |  | New |  | New
|  | Efficient Category |  | Efficient Measure |  | Ineff. Type |  | Ineff. Details | Ineff. Wattage | Efficient Wattage | Quantity | Hours per Year |  | Equipment Manufacturer |  | Equipment Model |  | Install Location |  | Total Measure Cost |  |  | Incentive per Unit | kWh Savings | Incentive |  |  |  | Unit of Measure | Base Quantity | New Quantity | Baseline kWh | Efficient kWh | End Use Factor | Reporting Methodology | Calculated |  | Deemed |  | EUL | Benefits | Measure Cost | Incremental Cost | CB Ratio | Payback | Incentive Override | Nominal Incentive | Caps | $/kWh | Measure Number | Primary Key | Status
[20 empty] | Material | Labor | [14 empty] | kWh | kW | kWh | kW
1
2
3
4
5
6
7
8
9
10
11
12
13
14
15
16
17
18
19
20
21
22
23
24
25
26
27
28
29
30
| Evergy Business Energy Savings Program | [30 empty] | 0 | 0 |  |  | 0 | 0 | 0 | 0 |  |  | 0
(844)687-0229
| evergy.energyefficiency@trccompanies.com | [11 empty] | v1.1.4 | [14 empty] | This is a TRC tool
Custom
Custom Lite
Standard
Project Review
Payment
Equipment Input
Building Information
Customer Information
Trade Ally / Contractor Information
Terms & Conditions
Program
Kansas

## M03-S03
|  |  | Welcome | Instructions |  | Business Energy Savings | [19 empty] | ( Contact
0
[25 empty] | 0% |  |  |  |  | CB | Payback
[29 empty] | Standard | NA | NA
Incentive | [24 empty] | Progress |  |  |  | Custom | NA | NA
[25 empty] | Enter Measures |  |  |  | Project | NA | NA
|  |  |  | Lighting |  | Lighting Controls |  |  | Refrigeration |  | HVAC |  |  | Motors and Drives |  | Compressed Air / Process |  | Water Heating / Food Services |  |  | Miscellaneous
[10 empty] | 0 |  | 0 |  |  | 0
[10 empty] | Section Incentive |  | Section Cost |  |  | Section Savings | [13 empty] | New | New | [10 empty] | Updated | Updated | New | New |  |  |  | New |  | New
|  | Efficient Measure |  |  | Quantity Type |  | Quantity | Total Wattage Controlled |  | Annual Op Hrs Before Install |  | Equipment Manufacturer |  |  | Equipment Model |  | Install Location |  | Total Measure Cost |  |  | Incentive per Unit | kWh Savings | Incentive |  |  |  | Unit of Measure | Base Quantity | New Quantity | Baseline kWh | Efficient kWh | End Use Factor | Reporting Methodology | Calculated |  | Deemed |  | EUL | Benefits | Measure Cost | Incremental Cost | CB Ratio | Payback | Incentive Override | Nominal Incentive | Caps | $/kWh | Measure Number | Primary Key | Status | Min Watts Req.
[19 empty] | Material | Labor | [11 empty] | Efficient kWh |  |  | kWh | kW | kWh | kW
1
2
3
4
5
6
7
8
9
10
| Evergy Business Energy Savings Program | [33 empty] | 0 | 0 | 0 | 0 |  |  | 0
(844)687-0229
| evergy.energyefficiency@trccompanies.com | [11 empty] | v1.1.4 | [13 empty] | This is a TRC tool
Custom
Custom Lite
Standard
Project Review
Payment
Equipment Input
Building Information
Customer Information
Trade Ally / Contractor Information
Terms & Conditions
Program
Kansas

## M03-S04
|  |  | Welcome | Instructions | Business Energy Savings | [20 empty] | ( Contact
0
[25 empty] | 0% |  |  |  |  | CB | Payback
[29 empty] | Standard | NA | NA
Incentive | [24 empty] | Progress |  |  |  | Custom | NA | NA
[25 empty] | Enter Measures |  |  |  | Project | NA | NA
|  |  |  | Lighting | Lighting Controls | Refrigeration |  |  | HVAC |  |  |  | Motors and Drives |  |  | Compressed Air / Process |  | Water Heating / Food Services |  |  | Miscellaneous
[7 empty] | 0 |  |  |  | 0 |  |  |  | 0
[7 empty] | Section Incentive |  |  |  | Section Cost |  |  |  | Section Savings | [13 empty] | New | New | [7 empty] | Updated | Updated | New | New |  |  |  | New |  | New
|  | Efficient Measure |  |  |  | Quantity Type |  | Quantity |  | Equipment Manufacturer |  |  |  | Equipment Model |  |  | Install Location |  | Total Measure Cost |  |  | Incentive per Unit | kWh Savings | Incentive |  |  |  | Unit of Measure | Base Quantity | New Quantity |  | End Use Factor | Reporting Methodology | Deemed |  | EUL | Benefits | Measure Cost | Incremental Cost | CB Ratio | Payback | Incentive Override | Nominal Incentive | Caps | $/kWh | Measure Number | Primary Key | Status
[19 empty] | Material | Labor | [13 empty] | kWh | kW
1
2
3
4
5
6
7
8
9
10
| Evergy Business Energy Savings Program | [32 empty] | 0 | 0 |  |  | 0
(844)687-0229
| evergy.energyefficiency@trccompanies.com | [10 empty] | v1.1.4 | [14 empty] | This is a TRC tool
Custom
Custom Lite
Standard
Project Review
Payment
Equipment Input
Building Information
Customer Information
Trade Ally / Contractor Information
Terms & Conditions
Program
Kansas

## M03-S05
|  |  |  | Welcome | Instructions |  | Business Energy Savings | [19 empty] | ( Contact
0
[26 empty] | 0% |  |  |  |  | CB | Payback
[30 empty] | Standard | NA | NA
Incentive | [25 empty] | Progress |  |  |  | Custom | NA | NA
[26 empty] | Enter Measures |  |  |  | Project | NA | NA
[5 empty] | Lighting |  | Lighting Controls |  | Refrigeration |  | HVAC |  |  | Motors and Drives |  |  | Compressed Air / Process |  |  | Water Heating / Food Services |  | Miscellaneous
[10 empty] | 0 |  | 0 |  |  |  | 0
Can’t find your equipment? Select Custom.
[10 empty] | Section Incentive |  | Section Cost |  |  |  | Section Savings | [13 empty] | New | New | Updated | Updated |  |  | Updated | [5 empty] | Updated | Updated | New | New |  |  |  | New |  | New
|  | Measure |  |  | Part Load Cooling Efficiency |  |  | Other Efficiency |  |  | Rated Tons | Equipment Manufacturer |  |  | Equipment Model |  |  | Total Measure Cost |  |  | Incentive Unit Type |  | Incentive per Unit | kWh Savings | Incentive |  |  |  | Unit of Measure | Base Quantity | New Quantity | Baseline kWh | Efficient kWh | End Use Factor | Reporting Methodology | Calculated |  | Deemed |  | EUL | Benefits | Measure Cost | Incremental Cost | CB Ratio | Payback | Incentive Override | Nominal Incentive | Caps | $/kWh | Measure Number | Primary Key | Status | Efficiency Unit | Base | EE | Heating Tons
[5 empty] | Rating | Baseline | Proposed | Rating | Baseline | Proposed | [7 empty] | Material | Labor | [13 empty] | Efficient kWh |  |  | kWh | kW | kWh | kW
1
2
3
4
5
6
7
8
9
10
11
12
13
14
15
16
17
18
19
20
21
22
23
24
25
26
27
28
29
30
31
32
33
34
35
| Evergy Business Energy Savings Program | [34 empty] | 0 | 0 | 0 | 0 |  |  | 0
(844)687-0229
| evergy.energyefficiency@trccompanies.com | [11 empty] | v1.1.4 | [14 empty] | This is a TRC tool
Standard
Custom
Project Review
Payment
Equipment Input
Building Information
Customer Information
Trade Ally / Contractor Information
Terms & Conditions
Program
Kansas

## M03-S08
|  |  | Welcome | Instructions | Business Energy Savings | [20 empty] | ( Contact
0
0%
Incentive | [24 empty] | Progress
Enter Measures
|  |  |  | Lighting | Lighting Controls |  | Refrigeration |  | HVAC |  |  |  | Motors and Drives |  |  | Compressed Air / Process |  | Water Heating / Food Services |  |  | Miscellaneous
[8 empty] | 0 |  |  | 0 |  |  |  | 0
[8 empty] | Section Incentive |  |  | Section Cost |  |  |  | Section Savings | [13 empty] | New | New | [6 empty] | Updated | Updated | New | New |  |  |  | New |  | New
|  | Efficient Measure |  |  |  | Quantity Type | Units Installed | Quantity per Unit |  | Equipment Manufacturer |  |  |  | Equipment Model |  |  | Install Location |  | Total Measure Cost |  |  | Incentive per Unit | kWh Savings | Incentive |  |  |  | Unit of Measure | Base Quantity | New Quantity | End Use Factor | Reporting Methodology | Deemed |  | EUL | Benefits | Measure Cost | Incremental Cost | CB Ratio | Payback | Incentive Override | Nominal Incentive | Caps | $/kWh | Measure Number | Primary Key | Status
[19 empty] | Material | Labor | [12 empty] | kWh | kW
1
2
3
4
5
6
7
8
9
10
| Evergy Business Energy Savings Program | [31 empty] | 0 | 0 |  |  | 0
(844)687-0229
| evergy.energyefficiency@trccompanies.com | [10 empty] | v1.1.4 | [14 empty] | This is a TRC tool
Custom
Custom Lite
Standard
Project Review
Payment
Equipment Input
Building Information
Customer Information
Trade Ally / Contractor Information
Terms & Conditions
Program
Kansas

## M03-S06
|  |  | Welcome | Instructions | Business Energy Savings | [20 empty] | ( Contact
0
[25 empty] | 0% |  |  |  |  | CB | Payback
[29 empty] | Standard | NA | NA
Incentive | [24 empty] | Progress |  |  |  | Custom | NA | NA
[25 empty] | Enter Measures |  |  |  | Project | NA | NA
|  |  |  | Lighting | Lighting Controls | Refrigeration |  |  | HVAC |  |  |  | Motors and Drives |  |  | Compressed Air / Process |  | Water Heating / Food Services |  |  | Miscellaneous
[7 empty] | 0 |  |  |  | 0 |  |  |  | 0
[7 empty] | Section Incentive |  |  |  | Section Cost |  |  |  | Section Savings | [13 empty] | New | New | [7 empty] | Updated | Updated | New | New |  |  |  | New |  | New
|  | Efficient Measure |  |  |  | Quantity Type |  | Quantity |  | Equipment Manufacturer |  |  |  | Equipment Model |  |  | Install Location |  | Total Measure Cost |  |  | Incentive per Unit | kWh Savings | Incentive |  |  |  | Unit of Measure | Base Quantity | New Quantity |  | End Use Factor | Reporting Methodology | Deemed |  | EUL | Benefits | Measure Cost | Incremental Cost | CB Ratio | Payback | Incentive Override | Nominal Incentive | Caps | $/kWh | Measure Number | Primary Key | Status
[19 empty] | Material | Labor | [13 empty] | kWh | kW
1
2
3
4
5
6
7
8
9
10
| Evergy Business Energy Savings Program | [32 empty] | 0 | 0 |  |  | 0
(844)687-0229
| evergy.energyefficiency@trccompanies.com | [10 empty] | v1.1.4 | [14 empty] | This is a TRC tool
Custom
Custom Lite
Standard
Project Review
Payment
Equipment Input
Building Information
Customer Information
Trade Ally / Contractor Information
Terms & Conditions
Program
Kansas

## M03-S07
|  |  | Welcome | Instructions | Business Energy Savings | [20 empty] | ( Contact
0
[25 empty] | 0% |  |  |  |  | CB | Payback
[29 empty] | Standard | NA | NA
Incentive | [24 empty] | Progress |  |  |  | Custom | NA | NA
[25 empty] | Enter Measures |  |  |  | Project | NA | NA
|  |  |  | Lighting | Lighting Controls | Refrigeration |  |  | HVAC |  |  |  | Motors and Drives |  |  | Compressed Air / Process |  | Water Heating / Food Services |  |  | Miscellaneous
[7 empty] | 0 |  |  |  | 0 |  |  |  | 0
[7 empty] | Section Incentive |  |  |  | Section Cost |  |  |  | Section Savings | [13 empty] | New | New | [7 empty] | Updated | Updated | New | New |  |  |  | New |  | New
|  | Efficient Measure |  |  |  | Quantity Type |  | Quantity |  | Equipment Manufacturer |  |  |  | Equipment Model |  |  | Install Location |  | Total Measure Cost |  |  | Incentive per Unit | kWh Savings | Incentive |  |  |  | Unit of Measure | Base Quantity | New Quantity |  | End Use Factor | Reporting Methodology | Deemed |  | EUL | Benefits | Measure Cost | Incremental Cost | CB Ratio | Payback | Incentive Override | Nominal Incentive | Caps | $/kWh | Measure Number | Primary Key | Status
[19 empty] | Material | Labor | [13 empty] | kWh | kW
1
2
3
4
5
6
7
8
9
10
| Evergy Business Energy Savings Program | [32 empty] | 0 | 0 |  |  | 0
(844)687-0229
| evergy.energyefficiency@trccompanies.com | [10 empty] | v1.1.4 | [14 empty] | This is a TRC tool
Custom
Custom Lite
Standard
Project Review
Payment
Equipment Input
Building Information
Customer Information
Trade Ally / Contractor Information
Terms & Conditions
Program
Kansas

## M04-S02
|  |  |  | Welcome |  | Instructions |  |  | Business Energy Savings | [19 empty] | ( Contact
0
[28 empty] | 0% |  |  |  |  | CB | Payback
[32 empty] | Standard | NA | NA
Incentive | [27 empty] | Progress |  |  |  | Custom | NA | NA
[28 empty] | Enter Measures |  |  |  | Project | NA | NA
[6 empty] | Lighting |  |  | Lighting Controls |  |  | Refrigeration |  |  | HVAC |  |  |  | Motors and Drives |  | Compressed Air / Process |  | Water Heating / Food Services |  | Miscellaneous
[14 empty] | 0 |  |  | 0 |  |  | 0
[14 empty] | Section Incentive |  |  | Section Cost |  |  | Section Savings | [11 empty] | New | New |  |  |  | New | New |  |  |  |  | New |  | Updated | [5 empty] | New
|  | Install Location | Location Type |  | Base Fixture Type |  | Descrip-tion | Base Quantity |  | Input Watt | Hours per Year |  | New Fixture Type |  |  | Equipment Manufacturer |  |  | Equipment Model |  | New Quantity | Input Watt | Incremental Cost |  | Total Cost | kWh Savings | Incentive |  |  |  | Unit of Measure | Base Quantity | New Quantity | Baseline kWh | Efficient kWh | End Use Factor | Reporting Methodology | Calculated |  | End Use kW | EUL | Benefits | Measure Cost | CB Ratio | Payback | Incentive Override | kWh Incentive | Caps | $/kWh | Measure Number | Primary Key | Status
[23 empty] | Material | Labor | [13 empty] | kWh | kW
| 1 | [50 empty] | Enter Utility Rate
| 2 | [50 empty] | Enter Utility Rate
| 3 | [50 empty] | Enter Utility Rate
| 4 | [50 empty] | Enter Utility Rate
| 5 | [50 empty] | Enter Utility Rate
| 6 | [50 empty] | Enter Utility Rate
| 7 | [50 empty] | Enter Utility Rate
| 8 | [50 empty] | Enter Utility Rate
| 9 | [50 empty] | Enter Utility Rate
| 10 | [50 empty] | Enter Utility Rate
| 11 | [50 empty] | Enter Utility Rate
| 12 | [50 empty] | Enter Utility Rate
| 13 | [50 empty] | Enter Utility Rate
| 14 | [50 empty] | Enter Utility Rate
| 15 | [50 empty] | Enter Utility Rate
| 16 | [50 empty] | Enter Utility Rate
| 17 | [50 empty] | Enter Utility Rate
| 18 | [50 empty] | Enter Utility Rate
| 19 | [50 empty] | Enter Utility Rate
| 20 | [50 empty] | Enter Utility Rate
| 21 | [50 empty] | Enter Utility Rate
| 22 | [50 empty] | Enter Utility Rate
| 23 | [50 empty] | Enter Utility Rate
| 24 | [50 empty] | Enter Utility Rate
| 25 | [50 empty] | Enter Utility Rate
| 26 | [50 empty] | Enter Utility Rate
| 27 | [50 empty] | Enter Utility Rate
| 28 | [50 empty] | Enter Utility Rate
| 29 | [50 empty] | Enter Utility Rate
| 30 | [50 empty] | Enter Utility Rate
| Evergy Business Energy Savings Program | [32 empty] | 0 | 0 |  |  |  | 0 | 0
(844)687-0229
| evergy.energyefficiency@trccompanies.com | [16 empty] | v1.1.4 | [11 empty] | This is a TRC tool
Custom
Custom Lite
Standard
Project Review
Payment
Equipment Input
Building Information
Customer Information
Trade Ally / Contractor Information
Terms & Conditions
Program
Kansas

## M04-S03
|  |  | Welcome | Instructions |  | Business Energy Savings | [19 empty] | ( Contact
0
[25 empty] | 0% |  |  |  | CB | Payback
[28 empty] | Standard | NA | NA
Incentive | [24 empty] | Progress |  |  | Custom | NA | NA
[25 empty] | Enter Measures |  |  | Project | NA | NA
|  |  |  | Lighting |  | Lighting Controls |  |  | Refrigeration |  | HVAC |  |  |  | Motors and Drives |  |  | Compressed Air / Process |  | Water Heating / Food Services |  | Miscellaneous
[10 empty] | 0 |  |  | 0 |  |  |  | 0
[10 empty] | Section Incentive |  |  | Section Cost |  |  |  | Section Savings | [11 empty] | New | New |  |  |  | New | New |  |  |  |  | New |  | Updated | [5 empty] | New
|  | Measure Type |  |  | Quantity Type |  | Quantity | Total Wattage Controlled |  | Annual Op Hrs Before Install |  | Equipment Manufacturer |  |  |  | Equipment Model |  |  | Install Location | Total Measure Cost |  | Total Cost | kWh Savings | Incentive |  |  |  | Unit of Measure | Base Quantity | New Quantity | Baseline kWh | Efficient kWh | End Use Factor | Reporting Methodology | Calculated |  | End Use kW | EUL | Benefits | Measure Cost | CB Ratio | Payback | Incentive Override | kWh Incentive | Caps | $/kWh | Measure Number | Primary Key | Status
[20 empty] | Material | Labor | [13 empty] | kWh | kW
| 1 | [47 empty] | Enter Utility Rate
| 2 | [47 empty] | Enter Utility Rate
| 3 | [47 empty] | Enter Utility Rate
| 4 | [47 empty] | Enter Utility Rate
| 5 | [47 empty] | Enter Utility Rate
| 6 | [47 empty] | Enter Utility Rate
| 7 | [47 empty] | Enter Utility Rate
| 8 | [47 empty] | Enter Utility Rate
| 9 | [47 empty] | Enter Utility Rate
| 10 | [47 empty] | Enter Utility Rate
| Evergy Business Energy Savings Program | [29 empty] | 0 | 0 |  |  |  | 0 | 0
(844)687-0229
| evergy.energyefficiency@trccompanies.com | [12 empty] | v1.1.4 | [12 empty] | This is a TRC tool
Custom
Custom Lite
Standard
Project Review
Payment
Equipment Input
Building Information
Customer Information
Trade Ally / Contractor Information
Terms & Conditions
Program
Kansas

## M04-S04
|  |  | Welcome |  | Instructions | Business Energy Savings | [17 empty] | ( Contact
0
[23 empty] | 0% |  |  |  | CB | Payback
[26 empty] | Standard | NA | NA
Incentive | [22 empty] | Progress |  |  | Custom | NA | NA
[23 empty] | Enter Measures |  |  | Project | NA | NA
[5 empty] | Lighting | Lighting Controls | Refrigeration |  | HVAC |  |  |  | Motors and Drives |  |  | Compressed Air / Process |  | Water Heating / Food Services |  | Miscellaneous
[8 empty] | 0 |  |  | 0 |  |  | 0
[8 empty] | Section Incentive |  |  | Section Cost |  |  | Section Savings | [17 empty] | New | New |  |  |  |  | New |  | Updated | [5 empty] | New
|  | Project Type |  | Measure Type |  | Base Equipment Detail |  | Base Total Annual kWh |  | New Equipment Detail |  |  |  |  | New Total Annual kWh |  | Cost Type | Incremental Cost |  | Total Cost | kWh Savings | Incentive |  |  |  | Unit of Measure | Base Quantity | New Quantity | Baseline kWh | Efficient kWh | End Use Factor | Reporting Methodology | Calculated |  | End Use kW | EUL | Benefits | Measure Cost | CB Ratio | Payback | Incentive Override | kWh Incentive | Caps | $/kWh | Measure Number | Primary Key | Status
[18 empty] | Material | Labor | [13 empty] | kWh | kW
| 1 | [45 empty] | Submit for Review
| 2 | [45 empty] | Submit for Review
| 3 | [45 empty] | Submit for Review
| 4 | [45 empty] | Submit for Review
| 5 | [45 empty] | Submit for Review
| 6 | [45 empty] | Submit for Review
| 7 | [45 empty] | Submit for Review
| 8 | [45 empty] | Submit for Review
| 9 | [45 empty] | Submit for Review
| 10 | [45 empty] | Submit for Review
| Evergy Business Energy Savings Program | [25 empty] | 0 |  | 0 | 0 |  |  |  | 0 | 0
(844)687-0229
| evergy.energyefficiency@trccompanies.com | [10 empty] | v1.1.4 | [12 empty] | This is a TRC tool
Custom
Custom Lite
Standard
Project Review
Payment
Equipment Input
Building Information
Customer Information
Trade Ally / Contractor Information
Terms & Conditions
Program
Kansas

## M04-S05
|  |  | Welcome |  | Instructions | Business Energy Savings | [17 empty] | ( Contact
0
[23 empty] | 0% |  |  |  | CB | Payback
[26 empty] | Standard | NA | NA
Incentive | [22 empty] | Progress |  |  | Custom | NA | NA
[23 empty] | Enter Measures |  |  | Project | NA | NA
[5 empty] | Lighting | Lighting Controls | Refrigeration |  | HVAC |  |  |  | Motors and Drives |  |  | Compressed Air / Process |  | Water Heating / Food Services |  | Miscellaneous
[8 empty] | 0 |  |  | 0 |  |  | 0
[8 empty] | Section Incentive |  |  | Section Cost |  |  | Section Savings | [17 empty] | New | New |  |  |  |  | New |  | Updated | [5 empty] | New
|  | Project Type |  | Measure Type |  | Base Equipment Detail |  | Base Total Annual kWh |  | New Equipment Detail |  |  |  |  | New Total Annual kWh |  | Cost Type | Incremental Cost |  | Total Cost | kWh Savings | Incentive |  |  |  | Unit of Measure | Base Quantity | New Quantity | Baseline kWh | Efficient kWh | End Use Factor | Reporting Methodology | Calculated |  | End Use kW | EUL | Benefits | Measure Cost | CB Ratio | Payback | Incentive Override | kWh Incentive | Caps | $/kWh | Measure Number | Primary Key | Status
[18 empty] | Material | Labor | [13 empty] | kWh | kW
| 1 | [45 empty] | Submit for Review
| 2 | [45 empty] | Submit for Review
| 3 | [45 empty] | Submit for Review
| 4 | [45 empty] | Submit for Review
| 5 | [45 empty] | Submit for Review
| 6 | [45 empty] | Submit for Review
| 7 | [45 empty] | Submit for Review
| 8 | [45 empty] | Submit for Review
| 9 | [45 empty] | Submit for Review
| 10 | [45 empty] | Submit for Review
| Evergy Business Energy Savings Program | [25 empty] | 0 |  | 0 | 0 |  |  |  | 0 | 0
(844)687-0229
| evergy.energyefficiency@trccompanies.com | [10 empty] | v1.1.4 | [12 empty] | This is a TRC tool
Custom
Custom Lite
Standard
Project Review
Payment
Equipment Input
Building Information
Customer Information
Trade Ally / Contractor Information
Terms & Conditions
Program
Kansas

## M04-S08
|  |  | Welcome |  | Instructions | Business Energy Savings | [17 empty] | ( Contact
0
[23 empty] | 0% |  |  |  | CB | Payback
[26 empty] | Standard | NA | NA
Incentive | [22 empty] | Progress |  |  | Custom | NA | NA
[23 empty] | Enter Measures |  |  | Project | NA | NA
[5 empty] | Lighting | Lighting Controls | Refrigeration |  | HVAC |  |  |  | Motors and Drives |  |  | Compressed Air / Process |  | Water Heating / Food Services |  | Miscellaneous
[8 empty] | 0 |  |  | 0 |  |  | 0
[8 empty] | Section Incentive |  |  | Section Cost |  |  | Section Savings | [17 empty] | New | New |  |  |  |  | New |  | Updated | [5 empty] | New
|  | Project Type |  | Measure Type |  | Base Equipment Detail |  | Base Total Annual kWh |  | New Equipment Detail |  |  |  |  | New Total Annual kWh |  | Cost Type | Incremental Cost |  | Total Cost | kWh Savings | Incentive |  |  |  | Unit of Measure | Base Quantity | New Quantity | Baseline kWh | Efficient kWh | End Use Factor | Reporting Methodology | Calculated |  | End Use kW | EUL | Benefits | Measure Cost | CB Ratio | Payback | Incentive Override | kWh Incentive | Caps | $/kWh | Measure Number | Primary Key | Status
[18 empty] | Material | Labor | [13 empty] | kWh | kW
| 1 | [45 empty] | Submit for Review
| 2 | [45 empty] | Submit for Review
| 3 | [45 empty] | Submit for Review
| 4 | [45 empty] | Submit for Review
| 5 | [45 empty] | Submit for Review
| 6 | [45 empty] | Submit for Review
| 7 | [45 empty] | Submit for Review
| 8 | [45 empty] | Submit for Review
| 9 | [45 empty] | Submit for Review
| 10 | [45 empty] | Submit for Review
| Evergy Business Energy Savings Program | [25 empty] | 0 |  | 0 | 0 |  |  |  | 0 | 0
(844)687-0229
| evergy.energyefficiency@trccompanies.com | [10 empty] | v1.1.4 | [12 empty] | This is a TRC tool
Custom
Custom Lite
Standard
Project Review
Payment
Equipment Input
Building Information
Customer Information
Trade Ally / Contractor Information
Terms & Conditions
Program
Kansas

## M04-S06
|  |  | Welcome |  | Instructions | Business Energy Savings | [17 empty] | ( Contact
0
[23 empty] | 0% |  |  |  | CB | Payback
[26 empty] | Standard | NA | NA
Incentive | [22 empty] | Progress |  |  | Custom | NA | NA
[23 empty] | Enter Measures |  |  | Project | NA | NA
[5 empty] | Lighting | Lighting Controls | Refrigeration |  | HVAC |  |  |  | Motors and Drives |  |  | Compressed Air / Process |  | Water Heating / Food Services |  | Miscellaneous
[8 empty] | 0 |  |  | 0 |  |  | 0
[8 empty] | Section Incentive |  |  | Section Cost |  |  | Section Savings | [17 empty] | New | New |  |  |  |  | New |  | Updated | [5 empty] | New
|  | Project Type |  | Measure Type |  | Base Equipment Detail |  | Base Total Annual kWh |  | New Equipment Detail |  |  |  |  | New Total Annual kWh |  | Cost Type | Incremental Cost |  | Total Cost | kWh Savings | Incentive |  |  |  | Unit of Measure | Base Quantity | New Quantity | Baseline kWh | Efficient kWh | End Use Factor | Reporting Methodology | Calculated |  | End Use kW | EUL | Benefits | Measure Cost | CB Ratio | Payback | Incentive Override | kWh Incentive | Caps | $/kWh | Measure Number | Primary Key | Status
[18 empty] | Material | Labor | [13 empty] | kWh | kW
| 1 | [45 empty] | Submit for Review
| 2 | [45 empty] | Submit for Review
| 3 | [45 empty] | Submit for Review
| 4 | [45 empty] | Submit for Review
| 5 | [45 empty] | Submit for Review
| 6 | [45 empty] | Submit for Review
| 7 | [45 empty] | Submit for Review
| 8 | [45 empty] | Submit for Review
| 9 | [45 empty] | Submit for Review
| 10 | [45 empty] | Submit for Review
| Evergy Business Energy Savings Program | [25 empty] | 0 |  | 0 | 0 |  |  |  | 0 | 0
(844)687-0229
| evergy.energyefficiency@trccompanies.com | [10 empty] | v1.1.4 | [12 empty] | This is a TRC tool
Custom
Custom Lite
Standard
Project Review
Payment
Equipment Input
Building Information
Customer Information
Trade Ally / Contractor Information
Terms & Conditions
Program
Kansas

## M04-S07
|  |  | Welcome |  | Instructions | Business Energy Savings | [17 empty] | ( Contact
0
[23 empty] | 0% |  |  |  | CB | Payback
[26 empty] | Standard | NA | NA
Incentive | [22 empty] | Progress |  |  | Custom | NA | NA
[23 empty] | Enter Measures |  |  | Project | NA | NA
[5 empty] | Lighting | Lighting Controls | Refrigeration |  | HVAC |  |  |  | Motors and Drives |  |  | Compressed Air / Process |  | Water Heating / Food Services |  | Miscellaneous
[8 empty] | 0 |  |  | 0 |  |  | 0
[8 empty] | Section Incentive |  |  | Section Cost |  |  | Section Savings | [17 empty] | New | New |  |  |  |  | New |  | Updated | [5 empty] | New
|  | Project Type |  | Measure Type |  | Base Equipment Detail |  | Base Total Annual kWh |  | New Equipment Detail |  |  |  |  | New Total Annual kWh |  | Cost Type | Incremental Cost |  | Total Cost | kWh Savings | Incentive |  |  |  | Unit of Measure | Base Quantity | New Quantity | Baseline kWh | Efficient kWh | End Use Factor | Reporting Methodology | Calculated |  | End Use kW | EUL | Benefits | Measure Cost | CB Ratio | Payback | Incentive Override | kWh Incentive | Caps | $/kWh | Measure Number | Primary Key | Status
[18 empty] | Material | Labor | [13 empty] | kWh | kW
| 1 | [45 empty] | Submit for Review
| 2 | [45 empty] | Submit for Review
| 3 | [45 empty] | Submit for Review
| 4 | [45 empty] | Submit for Review
| 5 | [45 empty] | Submit for Review
| 6 | [45 empty] | Submit for Review
| 7 | [45 empty] | Submit for Review
| 8 | [45 empty] | Submit for Review
| 9 | [45 empty] | Submit for Review
| 10 | [45 empty] | Submit for Review
| Evergy Business Energy Savings Program | [25 empty] | 0 |  | 0 | 0 |  |  |  | 0 | 0
(844)687-0229
| evergy.energyefficiency@trccompanies.com | [10 empty] | v1.1.4 | [12 empty] | This is a TRC tool
Project Review
Payment
Equipment Input
Building Information
Customer Information
Trade Ally / Contractor Information
Terms & Conditions
Program
Kansas
Custom
Custom Lite
Standard

## M04-S09
|  |  | Welcome |  |  | Instructions |  |  | Business Energy Savings | [18 empty] | ( Contact
0
[27 empty] | 0% |  |  |  | CB | Payback
[30 empty] | Standard | NA | NA
Incentive | [26 empty] | Progress |  |  | Custom | NA | NA
[27 empty] | Enter Measures |  |  | Project | NA | NA
[6 empty] | Lighting |  |  | Lighting Controls |  | Refrigeration |  | HVAC |  |  |  | Motors and Drives |  |  | Compressed Air / Process |  | Water Heating / Food Services |  | Miscellaneous
[12 empty] | 0 |  |  | 0 |  |  | 0
[12 empty] | Section Incentive |  |  | Section Cost |  |  | Section Savings | [17 empty] | New | New |  |  |  |  | New |  | Updated | [7 empty] | New
|  | Project Type |  |  | Measure Type |  |  |  | Base Equipment Detail |  |  | Base Total Annual kWh |  | New Equipment Detail |  |  |  |  | New Total Annual kWh |  | Cost Type | Incremental Cost |  | Total Cost | kWh Savings | Incentive |  |  |  | Unit of Measure | Base Quantity | New Quantity | Baseline kWh | Efficient kWh | End Use Factor | Reporting Methodology | Calculated |  | End Use kW | EUL | Benefits | Measure Cost | CB Ratio | Payback | Incentive Override | kWh Incentive |  |  | Caps | $/kWh | Measure Number | Primary Key | Status
[22 empty] | Material | Labor | [13 empty] | kWh | kW
| 1 | [51 empty] | Submit for Review
| 2 | [51 empty] | Submit for Review
| 3 | [51 empty] | Submit for Review
| 4 | [51 empty] | Submit for Review
Load Shift
|  | Measure Type |  |  | kW Shifted to Off-Peak |  | Rate ($/kW) |  | Base Equipment Detail |  |  | Base Total Annual kWh |  | New Equipment Detail |  |  |  |  | New Total Annual kWh |  | Cost Type | Measure Cost |  | Total Cost | kWh Savings | Incentive |  |  |  | Unit of Measure | Base Units | New Units | Baseline kWh | Efficient kWh |  | Reporting Methodology | Calculated |  | kW | EUL | Benefits | Measure Cost | CB Ratio | Payback | Incentive Override | kW Incentive | Base incentive | Bonus Incentive | Caps | $/kW | Measure Number | Primary Key | Status
[22 empty] | Material | Labor
| 1 | [37 empty] | 0 | [6 empty] | 0 | [6 empty] | Submit for Review
Transformers
|  | Project Type |  | Measure Type |  |  |  | Efficient Brand and Model # |  | Phases | kVA Rating | Efficiency Details |  |  | Load Factor |  | kWh Losses |  |  |  | Cost Type | Measure Cost |  | Total Cost | kWh Savings | Incentive |  |  |  | Unit of Measure | Base Quantity | New Quantity | Baseline kWh | Efficient kWh | End Use Factor | Reporting Methodology | Calculated |  | End Use kW | EUL | Benefits | Measure Cost | CB Ratio | Payback | Incentive Override | kWh Incentive | Base incentive | Bonus Incentive | Caps | $/kWh | Measure Number | Primary Key | Status
[12 empty] | Base Eff. | New Eff. |  |  |  | Base |  | New |  |  | Material | Labor | [13 empty] | kWh | kW
| 1 | [13 empty] | Enter Bldg. Type | [15 empty] | 0 | 0 | [20 empty] | Submit for Review
| Evergy Business Energy Savings Program | [29 empty] | 0 |  | 0 | 0 |  |  |  |  | 0
= | (844)687-0229
| evergy.energyefficiency@trccompanies.com | [14 empty] | v1.1.4 | [12 empty] | This is a TRC tool
Custom
Custom Lite
Standard
Project Review
Payment
Equipment Input
Building Information
Customer Information
Trade Ally / Contractor Information
Terms & Conditions
Program
Kansas

## M04-S10
|  |  | Welcome |  | Instructions |  | Business Energy Savings | [19 empty] | ( Contact
0
[26 empty] | 0% |  |  |  |  | CB | Payback
[30 empty] | Standard | NA | NA
Incentive | [25 empty] | Progress |  |  |  | Custom | NA | NA
[26 empty] | Enter Measures |  |  |  | Project | NA | NA
[5 empty] | Lighting |  | Lighting Controls |  | Refrigeration |  | HVAC |  |  | Motors and Drives |  |  | Compressed Air / Process |  | Water Heating / Food Services |  |  | Miscellaneous
[10 empty] | 0 |  | 0 |  |  | 0
[10 empty] | Section Incentive |  | Section Cost |  |  | Section Savings | [14 empty] | New | New |  |  |  |  | Updated |  |  |  |  | Updated |  | Updated |  |  | New |  | New |  | New
|  | Efficient Category |  | Efficient Measure |  | Ineff. Type |  | Ineff. Details | Ineff. Wattage | Efficient Wattage | Quantity | Hours per Year |  | Equipment Manufacturer |  | Equipment Model |  | Install Location |  | Incremental Cost |  |  | Incentive per Unit | kWh Savings | Incentive |  |  |  | Unit of Measure | Base Quantity | New Quantity | Baseline kWh | Efficient kWh | End Use Factor | Reporting Methodology | Calculated |  | End Use kW | EUL | Benefits | Measure Cost | CB Ratio | Payback | Incentive Override | Nominal Incentive | kWh Incentive | Caps | $/kWh | Measure Number | Primary Key | Status
[20 empty] | Material | Labor | [14 empty] | kWh | kW
1
2
3
4
5
6
7
8
9
10
11
12
13
14
15
16
17
18
19
20
21
22
23
24
25
26
27
28
29
30
| Evergy Business Energy Savings Program | [30 empty] | 0 | 0 |  |  | 0 | 0 |  |  |  | 0
(844)687-0229
| evergy.energyefficiency@trccompanies.com | [11 empty] | v1.1.4 | [14 empty] | This is a TRC tool
Custom
Custom Lite
Standard
Project Review
Payment
Equipment Input
Building Information
Customer Information
Trade Ally / Contractor Information
Terms & Conditions
Program
Kansas

## M04-S13
|  |  | Welcome | Instructions |  | Business Energy Savings | [19 empty] | ( Contact
0
[25 empty] | 0% |  |  |  |  | CB | Payback
[29 empty] | Standard | NA | NA
Incentive | [24 empty] | Progress |  |  |  | Custom | NA | NA
[25 empty] | Enter Measures |  |  |  | Project | NA | NA
|  |  |  | Lighting |  | Lighting Controls |  | Refrigeration |  | HVAC |  |  | Motors and Drives |  |  | Compressed Air / Process |  |  | Water Heating / Food Services |  | Miscellaneous
[9 empty] | 0 |  | 0 |  |  |  | 0
[9 empty] | Section Incentive |  | Section Cost |  |  |  | Section Savings | [13 empty] | New | New | Updated | Updated |  |  | Updated |  | New |  |  | Updated |  | Updated |  |  | New |  | New |  | New
|  | Measure |  | Part Load Cooling Efficiency |  |  | Other Efficiency |  |  | Rated Tons | Equipment Manufacturer |  |  | Equipment Model |  |  | Incremental Cost |  |  | Incentive Unit Type |  | Incentive per Unit | kWh Savings | Incentive |  |  |  | Unit of Measure | Base Quantity | New Quantity | Baseline kWh | Efficient kWh | End Use Factor | Reporting Methodology | Calculated |  | End Use kW | EUL | Benefits | Measure Cost | CB Ratio | Payback | Incentive Override | Nominal Incentive | kWh Incentive | Caps | $/kWh | Measure Number | Primary Key | Status | Efficiency Unit | Base | EE | Heating Tons
|  |  |  | Rating | Baseline | Proposed | Rating | Baseline | Proposed | [7 empty] | Material | Labor | [13 empty] | Efficient kWh |  |  | kWh | kW
1
2
3
4
5
6
7
8
9
10
11
12
13
14
15
16
17
18
19
20
21
22
23
24
25
26
27
28
29
30
31
32
33
34
35
| Evergy Business Energy Savings Program | [33 empty] | 0 | 0 |  |  |  | 0
(844)687-0229
| evergy.energyefficiency@trccompanies.com | [10 empty] | v1.1.4 | [14 empty] | This is a TRC tool
Custom
Custom Lite
Standard
Project Review
Payment
Equipment Input
Building Information
Customer Information
Trade Ally / Contractor Information
Terms & Conditions
Program
Kansas

## M05-S01
|  | Welcome |  |  | Instructions | Business Energy Savings | [8 empty] | ( Contact
0
0%
Incentive | [13 empty] | Progress
Enter Measures
Payment
Please enter the Payee Information below. The payee information may be autofilled based on your selection, but you can overwrite the data if necessary.
Payment Type*
|  |  | Payee Company Name" |  |  |  | Mailing Address* |  | City* |  | State* | Zip Code*
|  |  | Payee First Name* |  |  |  | Payee Last Name* |  | Phone Number* |  | Email* | Bill Credit Account*
|  |  |  | I understand and agree to comply with the Payment Terms and Conditions of the Evergy Business Energy Savings Program.* | [6 empty] | Tax Entity* | Federal Tax ID Number*
-
Terms and Conditions for Payment of Incentive
Evergy Business Energy Savings Program
(844)687-0229
| evergy.energyefficiency@trccompanies.com | [8 empty] | v1.1.4 | [5 empty] | This is a TRC tool
Project Review
Payment
Equipment Input
Building Information
Customer Information
Trade Ally / Contractor Information
Terms & Conditions
Program
Kansas

## M05-S02
|  | Welcome |  | Instructions | Business Energy Savings | [11 empty] | ( Contact
0
0%
Incentive | [15 empty] | Progress
Enter Measures
Project Review
Review the below information, if there is information missing use the links or the tracker above to update accordingly. Once progress is 100%, please use the "View Incentive Report" to print a personalized project report and the "Submission Instructions" button for instructions on how to finish the application process.
|  |  | Terms & Conditions |  |  |  | Incomplete | ✎ Update
Missing Signature Info
|  |  | Trade Ally / Contractor Information |  |  |  | Incomplete | ✎ Update | Incentive Summary | [5 empty] | Incomplete
|  |  | Missing TA / Contractor Info |  |  |  | Missing Contact Info |  | Standard Category |  | Measure Qty |  |  | Estimated Incentive
|  |  | Missing Address Info | [5 empty] | Lighting |  | 0 |  |  | 0
[9 empty] | Lighting Controls |  | 0 | 0 | 0 | 0
[9 empty] | Refrigeration |  | 0 | 0 | 0 | 0
|  |  | Customer Information |  |  |  | Incomplete | ✎ Update | Motors and Drives |  | 0 | 0 | 0 | 0
|  |  | Missing Site Name |  |  |  | Missing Contact Info |  | Compressed Air / Process |  | 0 | 0 | 0 | 0
|  |  | Missing Address Info | [5 empty] | Water Heating / Food Services |  | 0 | 0 | 0 | 0
[9 empty] | Custom Lite Category |  | Measure Qty |  |  | Estimated Incentive
|  |  | Building Information |  |  |  | Incomplete | ✎ Update | Lighting |  | 0 |  |  | 0
|  |  | Missing Site Name |  |  |  | Missing Contact Info |  | HVAC |  | 0 |  |  | 0
|  |  | Missing Address Info | [5 empty] | Custom Category |  | Measure Qty |  |  | Estimated Incentive
[9 empty] | Lighting |  | 0 | 0 | 0 | 0
[9 empty] | Lighting Controls |  | 0 | 0 | 0 | 0
|  |  | Missing Additional Info | [5 empty] | Refrigeration |  | 0 | 0 | 0 | 0
[9 empty] | HVAC |  | 0 | 0 | 0 | 0
[9 empty] | Motors and Drives |  | 0 | 0 | 0 | 0
[9 empty] | Compressed Air / Process |  | 0 | 0 | 0 | 0
|  |  | Payment |  |  |  | Incomplete | ✎ Update | Water Heating / Food Services |  | 0 | 0 | 0 | 0
|  |  | Missing Company Name |  |  |  | Missing Contact Info |  | Miscellaneous |  | 0 | 0 | 0 | 0
|  |  | Missing Address Info | [5 empty] | ESTIMATED INCENTIVE TOTAL: |  |  |  |  | 0
|  |  | Payment Agreement | [6 empty] | Invoice Date* |  | Installed Date*
|  |  | Missing Tax Entity |  |  | Missing Tax ID
Note: The application must be submitted within 90 days of project installed date in order to qualify for a incentive.
Evergy Business Energy Savings Program
(844)687-0229
| evergy.energyefficiency@trccompanies.com | [6 empty] | v1.1.4 | [9 empty] | This is a TRC tool
View Incentive Report
Submission Instructons
Project Review
Payment
Equipment Input
Building Information
Customer Information
Trade Ally / Contractor Information
Terms & Conditions
Program
Kansas

## M05-S02-1
|  | Welcome |  |  | Instructions |  | Business Energy Savings | [7 empty] | ( Contact
0
0%
Incentive | [13 empty] | Progress
Enter Measures
Project Submission
|  |  | 1. Application Submittal Attachment Steps |  |  |  |  | 2. Submittal and Next Steps
Submit this application online. $
|  |  | a. | Save this application with an unique file name. |  |  |  | a. | Once you're ready to submit, attach all required documents and your saved application to an email and send it to: evergy.energyefficiency@trccompanies.com
Enter measure(s) before submitting
|  |  | b. | Gather all required documents to submit, such as
|  |  |  | Required |  | Material and labor invoices |  | b. | After your application has been emailed you can expect to see a confirmation email within 5 business days. If pre-approval is required, you will receive an offer or request for additional information. You may proceed with purchase and installation AFTER signing the offer.
|  |  |  | Required |  | Specification sheets of all new equipment | [6 empty] | OR
|  |  |  | Required |  | Payee Company's W-9 (Oct 2018 or later)
|  |  |  | If applicable |  | Tax Exempt Letter | [5 empty] | ✉ Draft Email
|  |  |  | If applicable |  | Additional project assumption documents
|  |  |  | If applicable |  | Calculation or model output |  | c. | As part of our commitment to achieve realized savings, all projects are subject to random inspections. If you receive a visit from one of our inspectors they will refer to this project, ask a couple of questions, and perform a verification.
This button will create a draft email. Please attach your application and supporting documentation and then hit send.
|  |  | c. | Submit this Excel application and related documents as email attachments.
[8 empty] | d. | Please feel free to contact us with any questions about this project or any other project. (Reference our contact information below).
Evergy Business Energy Savings Program
(844)687-0229
| evergy.energyefficiency@trccompanies.com | [8 empty] | v1.1.4 | [5 empty] | This is a TRC tool
Project Review
Payment
Equipment Input
Building Information
Customer Information
Trade Ally / Contractor Information
Terms & Conditions
Program
Kansas

## M05-S03
|  | Welcome | Instructions |  |  | Business Energy Savings | [13 empty] | ( Contact
0
0%
Incentive | [18 empty] | Progress
Enter Measures
Project Summary
|  |  |  | How to Print |  |  |  |  | To print this report go to File -> Print. Under "Printer" select your local printer to print a paper copy or select a default PDF application to save a digital copy. Click "Submission Instructions" to continue.
Energy Efficiency Incentive Report
|  |  |  | Project ID: | [8 empty] | Vendor:
|  |  |  | Project Address: | [8 empty] | Address:
|  |  |  | Contact: | [8 empty] | Contact:
|  |  |  | Phone: | [8 empty] | Phone: |  |  | 0
|  |  |  | Email: | [8 empty] | Email:
[5 empty] | Over 5 years you could save | [11 empty] | ---
Project Summary
[5 empty] | --- | [8 empty] | ---
[5 empty] | Annual Avoided Energy Cost | [8 empty] | Estimated Incentive
[8 empty] | Without Incentive |  |  |  | With Incentive
Project Cost
1st Year ROI
Payback
Impact Summary
https://www.eia.gov/tools/faqs/faq.php?id=74&t=11
[22 empty] | metric tons CO2/kWh | 0.000776
[22 empty] | kWh Savings | 0
|  |  |  | Saving | [17 empty] | metric tons CO2 | 0
[22 empty] | metric tons C02E/vehicle/year | 4.67
|  |  |  | 0 | [17 empty] | metric tons CO2/home/month. | 0.556
[22 empty] | metric tons CO2E/ton of waste recycled instead of landfilled | 2.87
[10 empty] | is equivalent to… | [11 empty] | https://www.epa.gov/energy/greenhouse-gases-equivalencies-calculator-calculations-and-references
[7 empty] | 0 |  |  |  | 0 | [6 empty] | 0
[7 empty] | vehicles removed |  |  |  | homes powered | [6 empty] | tons of landfill CO2
[7 empty] | from the road |  |  |  | for one month | [6 empty] | emissions eliminated
Additional Resources
|  |  |  | Already planning future projects? | [8 empty] | Online: |  | evergy.com/mybusiness
|  |  |  | Learn more online or contact a program representative today! | [8 empty] | Phone: |  | (844)687-0229
[13 empty] | Email: |  | evergy.energyefficiency@trccompanies.com
Evergy Business Energy Savings Program
Evergy Business Energy Savings Program
(844)687-0229
| evergy.energyefficiency@trccompanies.com | [11 empty] | v1.1.4 | [7 empty] | This is a TRC tool
Submission Instructons
Project Review
Payment
Equipment Input
Building Information
Customer Information
Trade Ally / Contractor Information
Terms & Conditions
Program
Kansas

## M05-S04
|  | Welcome |  | Instructions |  |  | Business Energy Savings | [11 empty] | ( Contact
0
0%
Incentive | [17 empty] | Progress
Enter Measures
Offer Form
Please review the Offer Form below and fill in the highlighted fields. If you have any questions, please contact us.
[5 empty] | Offer Form | [9 empty] | Project #
[5 empty] | 0 | [7 empty] | 0
[5 empty] | Project Information |  |  |  | Project Site Address |  |  | Project Contact |  |  |  | Company Contact
0
[9 empty] | 0 | [6 empty] | 0
[9 empty] | , KS | [6 empty] | 0
[5 empty] | Trade Ally / Vendor |  |  |  | Address |  |  | Contact
0
[9 empty] | 0 |  |  | 0
[9 empty] | , |  |  | 0
[5 empty] | Incentive Summary |  |  |  | Incentive Type |  | kWh Savings |  |  | Costs |  | Incentive Offer
[9 empty] | Standard |  | 0 |  |  | 0 |  | 0
[9 empty] | Custom |  | 0 |  |  | 0 |  | 0
[9 empty] | Total |  | 0 |  |  | 0 |  | 0
Evergy Program Approval
[8 empty] | Approving Engineer |  |  |  |  | Signature |  |  |  | Date
eSignature Signed
[6 empty] | 1. Project Timeline | [7 empty] | 2. Customer Signature
[5 empty] | Please provide an estimated timeline for your project.The second line should contain the date you expect to send the completion form and invoices to us. | [7 empty] | Sign and date here. We encourage electronic submission. A typewritten signature is acceptable and will have the same effect as a pen signature.
[6 empty] | Project Start Date |  |  |  | Completion Paperwork Submission Date |  |  |  | Customer Signature |  |  | Date
[5 empty] | 3. | Submit Offer Form
[9 empty] | To move forward with the incentive process click the "Draft Email" button, attach your signed Offer Form (as Excel) to the email, and then hit send. | [5 empty] | ✉ Draft Email
Please do not order or purchase anything before returning this signed Offer Form. For questions email or call at (844)687-0229.
By signature above, I hereby certify that this form includes the entire efficiency project scope and estimated total project cost including both materials and labor for this site. Details of this Program, including incentive levels and availability, are subject to change. Incentive Offer forms are valid for 30 days. Incentive Offer forms not returned within 30 days may not qualify for an incentive. The signed incentive Offer form must be delivered to Evergy Business Energy Savings Program Administrator, TRC (“Program Administrator”), as indicated in this Agreement before a project begins. An approved incentive Offer is not a guarantee of being awarded any incentive amount until final payment approval. A Customer shall complete a project no later than 9 months from project approval (offer) by Program Administrator, or by December 31, 2024, whichever occurs earlier. Projects that are not completed within 9 months or by December 31, 2024 shall forfeit their position in the queue for program funds unless otherwise agreed by Evergy in its sole reasonable discretion based upon consideration of Customer’s completion of project milestones and/or construction activity to begin the project.
Evergy Business Energy Savings Program • (844)687-0229 • evergy.energyefficiency@trccompanies.com
Evergy Business Energy Savings Program
(844)687-0229
| evergy.energyefficiency@trccompanies.com | [10 empty] | v1.1.4 | [7 empty] | This is a TRC tool
Project Review
Payment
Equipment Input
Building Information
Customer Information
Trade Ally / Contractor Information
Terms & Conditions
Program
Kansas

## M05-S05
|  | Welcome |  | Instructions |  |  | Business Energy Savings | [11 empty] | ( Contact
0
0%
Incentive | [17 empty] | Progress
Enter Measures
Completion Form
Please review the Completion Form for accuracy. If there have been adjustments to the project, go to Equipment Input and update your measures accordingly.
[5 empty] | Completion Form | [10 empty] | Project #
[5 empty] | 0 | [6 empty] | 0
[5 empty] | Project Information |  |  | Project Site Address |  |  | Project Contact | [5 empty] | Company Contact
0
[8 empty] | 0 | [8 empty] | 0
[8 empty] | , KS | [8 empty] | 0
[5 empty] | Trade Ally / Vendor |  |  | Address |  |  | Contact
0
[8 empty] | 0 |  |  | 0
[8 empty] | , |  |  | 0
[5 empty] | Incentive Summary |  |  | Incentive Type |  | kWh Savings |  |  | Costs |  |  |  | Incentive Offer
[8 empty] | Standard |  | 0 |  |  | 0 |  |  |  | 0
[8 empty] | Custom |  | 0 |  |  | 0 |  |  |  | 0
[8 empty] | Total |  | 0 |  |  | 0 |  |  |  | 0
[6 empty] | 1. Update Installed Measures | [6 empty] | 2. Review Payee Information
[5 empty] | Verify the above Incentive Summary is accurate. Has your energy efficiency project scope changed from the original plan? If so, please review and update the measures, quantities, and costs associated with each line item. | [6 empty] | Is the following payment information correct? If not, change your selection in the Payment tab.
[12 empty] | Payment Type |  |  | 0
Payment To
Reviewed Standard Measures Input tab
[7 empty] | Reviewed Custom Measures Input tab | [7 empty] | ,
[12 empty] | Tax Information |  |  | 0
[6 empty] | 3. Customer Signature | [6 empty] | 4. Submit Documents
[5 empty] | Sign and date here. We encourage electronic submission. A typewritten signature is acceptable and will have the same effect as a pen signature. | [6 empty] | To move forward with the incentive process click the "Draft Email" button, attach the below items to the email, and then hit send.
[12 empty] | 1) | Updated and signed Completion Form (as Excel)
[12 empty] | 2) | Itemized invoices (including equipment and labor costs)
[6 empty] | Customer Signature |  |  | Date |  |  |  |  | ✉ Draft Email
A Customer shall complete a project no later than 9 months from project approval by Program Administrator, or by December 31, 2022, whichever occurs earlier. Projects that are not completed within 9 months or by December 31, 2022 shall forfeit their position in the queue for program funds unless otherwise agreed by Evergy in its sole reasonable discretion based upon consideration of Customer’s completion of project milestones and/or construction activity to begin the project. Once final paperwork is submitted (such as Completion Form, invoices, etc.) and project inspection completed (as applicable), payment of incentive amount is made within eight weeks. Incomplete applications will delay payment. If I am authorizing this payment of my incentive to the third-party (“Payee”) named above, I understand that I will not be receiving the incentive check from Evergy. I also understand that my release of the payment to the third-party does not exempt me from the incentive requirements outlined in this application.
Evergy Business Energy Savings Program • (844)687-0229 • evergy.energyefficiency@trccompanies.com
Evergy Business Energy Savings Program
(844)687-0229
| evergy.energyefficiency@trccompanies.com | [9 empty] | v1.1.4 | [8 empty] | This is a TRC tool
Project Review
Payment
Equipment Input
Building Information
Customer Information
Trade Ally / Contractor Information
Terms & Conditions
Program
Kansas

## M05-S07
|  |  |  | Welcome |  | Instructions | Business Energy Savings | [12 empty] | ( Contact
0
0%
Incentive | [18 empty] | Progress
Enter Measures
Summary Form
Project Notifications:
|  | ! | [10 empty] | Initial Engineering Notes |  |  |  | Application Info
Captures ID
Impl. Specialist
Engineer
|  |  | Project Summary |  |  |  |  | Application Progress | [8 empty] | Status
|  |  | Account Name |  |  |  |  | T&C |  | Incomplete | [6 empty] | Review Date
|  |  | Account # |  | 0 |  |  | Signatory |  | 0 | [6 empty] | Bus. Devel. Lead
|  |  | Account # |  | 0 |  |  | Trade Ally |  | Incomplete |  |  | Final Engineering Notes
|  |  | Project Type |  |  |  |  | Customer Info |  | Incomplete | [6 empty] | Forms
|  |  | Milestone Track |  |  |  |  | Building Info |  | Incomplete | [6 empty] | Activate Offer
|  |  | App Version |  | v1.1.4 |  |  | Equipment Input |  | Incomplete | [6 empty] | Activate Completion
|  |  | Invoiced Date |  | 0% |  |  | Payment |  | Incomplete | [6 empty] | Activate Block Bid
|  |  | Installed Date |  | 0% |  |  | Project Review |  | Incomplete | [6 empty] | Activate Incentive
|  |  | Customer Contact / Company Contact | [5 empty] | Primary Contact / Site Contact | [6 empty] | Project Description
|  |  | Company Name | [5 empty] | Site Name | [6 empty] | 0
|  |  | Contact Name | [5 empty] | Contact Name
|  |  | Title | [5 empty] | Title
|  |  | Phone |  | 0 |  |  |  | Phone
|  |  | Email |  | 0 |  |  |  | Email
|  |  | Company Address | [5 empty] | Site Address
|  |  | City, State, Zip |  |  |  | 0 | 0 | City, State, Zip |  |  |  |  | KS | 0
|  |  | Site Information | [5 empty] | Payee Information | [6 empty] | Project Description
|  |  | Project ID |  | 0 |  |  |  | Payee Type |  |  | 0 |  |  |  | Incentive |  | 0
|  |  | How did you hear about this program? |  | 0 |  |  |  | Payee Company | [6 empty] | kWh Savings |  | 0
|  |  | Building Type |  | 0 |  |  |  | Payee Name | [6 empty] | kW Savings |  | 0
|  |  | Annual Hrs/Op |  | 0 |  |  |  | Payee Phone | [6 empty] | Units |  | 0
|  |  | Sq Ft |  | 0 |  |  |  | Payee Email | [6 empty] | Equip Cost |  | 0
|  |  | Space Cond Type |  | 0 |  |  |  | Payee Address | [6 empty] | Labor Cost |  | 0
|  |  | Rate Code |  | 0 |  |  |  | City, State, Zip | [6 empty] | Total Cost |  | 0
|  |  | Electric $/kWh | [5 empty] | Tax Entity / Tax ID |  |  | 0 |  | -
|  |  | City Code |  | #N/A |  |  |  | Bill Credit Acc | [6 empty] | Spillover kWh |  | 0
|  |  | County Code |  | #N/A | [10 empty] | Spillover kW |  | 0
[16 empty] | Spillover Units |  | 0
|  |  | Trade Ally / Contractor Contact | [5 empty] | Secondary TA / Contractor Contact | [6 empty] | Spillover Equip Cost |  | 0
|  |  | TA Company Name | [5 empty] | TA Company Name | [6 empty] | Spillover Labor Cost |  | 0
|  |  | Contact Name | [5 empty] | Contact Name | [6 empty] | Spillover Total Cost |  | 0
|  |  | Title | [5 empty] | Title
|  |  | Phone |  | 0 |  |  |  | Phone |  |  | 0 |  |  |  | Custom Base kWh |  | 0
|  |  | Email |  | 0 |  |  |  | Email |  |  | 0 |  |  |  | Custom Eff kWh |  | 0
|  |  | TA Address | [5 empty] | TA Address
|  |  | City, State, Zip |  |  |  | 0 | 0 | City, State, Zip |  |  |  |  | 0 | 0 | Baseline Code |  | IECC 2012
Evergy Business Energy Savings Program
(844)687-0229
| evergy.energyefficiency@trccompanies.com | [11 empty] | v1.1.4 | [7 empty] | This is a TRC tool
Project Review
Payment
Equipment Input
Building Information
Customer Information
Trade Ally / Contractor Information
Terms & Conditions
Program
Kansas